## Заавар
ASSET БҮРДҮҮЛЭХ TEMPLATE — Заавар
АЛХАМ БҮРИЙН ЗААВАР
1. "Father Asset" sheet-д одоогийн Oracle дахь бүх father asset жагсаагдсан байгаа.
2. Өөрийн алба нэгжид хамаарах мөрүүдийг олж, шар өнгөтэй баганыг бөглөнө (Баталгаажсан алба нэгж, Зөв эсэх, Тайлбар).
3. Жагсаалтад алга байгаа asset-ыг "Дутуу Father Asset" sheet-д мөр нэмж бичнэ (код өгөхгүй).
4. "Child Asset задаргаа" sheet-д claim хийсэн father asset тус бүрийг доорх ДҮРМИЙН дагуу задална.
ASSET ЗАДЛАХ ГҮНЗГИЙРЭЛИЙН ДҮРЭМ
Зогсох цэг = "Maintainable Item" түвшин. Доорх 3 асуултад ядаж 1-д нь "Тийм" бол энэ бол зөв түвшин — цаашид бүү задал:
1) Үүнд тусад нь сэлбэг/item захиалж холбодог уу?
2) Энэ өөрөө бие даан эвдэрч, тусад нь засвар/PM (урьдчилан сэргийлэх засвар) хийдэг үү?
3) Үүнд тусад нь criticality (чухал зэрэг), тоолуур (meter) өгдөг үү?
ЗӨВ ЖИШЭЭ:
Pump systems (father) -> Pump #401, Pump #402, Pump #403 (child asset) — тус бүр өөрийн гэсэн сэлбэгтэй, тусад нь эвдэрдэг.
БУРУУ ЖИШЭЭ 1 — Хэт гүн задалсан:
Pump #401 -> Adapter -> Bolt гэж цааш задлах шаардлагагүй. Bolt бол ITEM (сэлбэг), тусдаа asset болгож бүртгэхгүй.
БУРУУ ЖИШЭЭ 2 — Хэт өнгөц задалсан:
Бүх насосыг нэг "Насос систем" гэсэн child asset болгочихвол аль насос эвдэрснийг ялгах боломжгүй болно.
Энгийн шалгах асуулт: "Үүнийг сольж/засварлахдаа СЭЛБЭГ ЗАХИАЛДАГ уу? Тийм бол child asset. Зөвхөн бүхэлдээ солигддог жижиг эд анги бол ITEM (Template 2-т бичнэ)."
5. Бөглөж дууссаны дараа файлаа буцаана уу.
Тэмдэглэл: шар өнгөтэй нүд = таны бөглөх/шалгах багана. Цагаан = одоогийн Oracle-с гарсан лавлагаа мэдээлэл (өөрчлөхгүй).
ЖИШИГ CHILD ASSET (Item Template-ийн жишиг item-тэй холбоотой)
Father Asset: Үнсний конвейер систем -> Child Asset: Үнсний конвейер #1, #2, #3 (тус тусдаа)
Учир нь: тус бүр өөрийн гэсэн Sprocket, Chain, Bearing зэрэг сэлбэгтэй бөгөөд тусад нь эвдэрч засварлагддаг.
(Item Template-ийн 'Жишиг Item' sheet-д энэ Sprocket-ийн бүрэн жишээг харна уу.)

## Father Asset
№ | Asset Number | Asset Description | Asset Group | Asset Group Description | Asset Category | Process Area | Санал болгож буй алба нэгж (лавлагаа) | Баталгаажсан алба нэгж | Зөв эсэх | Тайлбар
1 | CN-56-160 | Crane/Hoist¦Power Plant¦ACC 3 | CN503 | Crane/Hoist¦Electric Hoist¦CD13-18 | 50.01.07 | ACC 3 /AirCooledCon/ | Main.cent
2 | CN-56-150 | Crane/Hoist¦Power Plant¦ACC 2 | CN503 | Crane/Hoist¦Electric Hoist¦CD13-18 | 50.01.07 | ACC 2 /AirCooledCon/ | Main.cent
3 | CN-56-140 | Crane/Hoist¦Power Plant¦ACC 1 | CN503 | Crane/Hoist¦Electric Hoist¦CD13-18 | 50.01.07 | ACC 1 /AirCooledCon/ | Main.cent
4 | BM-73-015 | WS-Breaker¦WS substation¦Reclosers breaker-2¦T-2 Оролт | BM703 | Breaker¦Reclosers breaker | 10.05.06 | WS substation | Elect.op
5 | FP-13-300 | Centrifugal fan¦Boiler 3¦SA fan | FB101 | Centrifugal fan¦Boiler¦HX-35/3.82-450 | 80.11.01 | Boiler#3¦BoilerH 0m | Boiler.op
6 | FB-11-300 | Centrifugal fan¦Boiler 1¦SA fan | FB101 | Centrifugal fan¦Boiler¦HX-35/3.82-450 | 80.11.01 | Boiler#1¦BoilerH 0m | Boiler.op
7 | FB-12-300 | Centrifugal fan¦Boiler 2¦SA fan | FB101 | Centrifugal fan¦Boiler¦HX-35/3.82-450 | 80.11.01 | Boiler#2¦BoilerH 0m | Boiler.op
8 | FB-12-100 | Centrifugal fan¦Boiler 2¦ID fan | FB101 | Centrifugal fan¦Boiler¦HX-35/3.82-450 | 80.11.01 | Boiler#2¦ID FanHouse | Boiler.op
9 | FB-13-100 | Centrifugal fan¦Boiler 3¦ID fan | FB101 | Centrifugal fan¦Boiler¦HX-35/3.82-450 | 80.11.01 | Boiler#3¦ID FanHouse | Boiler.op
10 | FB-11-100 | Centrifugal fan¦Boiler 1¦ID fan | FB101 | Centrifugal fan¦Boiler¦HX-35/3.82-450 | 80.11.01 | Boiler#1¦ID FanHouse | Boiler.op
11 | AX-36-001 | Air Conditioning¦TAC- 18CHF/C | AX301 | Air Conditioning¦TAC- 18CHF/C | 20.03.22 | MotorControl Center | Elect.op
12 | CY-64-200 | Cyclone¦Gallery Camp¦Boiler 2 | CY601 | Cyclone¦boiler | 20.02.12 | Gallery Boiler House | HSD
13 | CY-64-100 | Cyclone¦Gallery Camp¦Boiler 1 | CY601 | Cyclone¦boiler | 20.02.12 | Gallery Boiler House | HSD
14 | CN-56-110 | Crane/Hoist¦Power Plant¦ESP 1 | CN504 | Crane/Hoist¦Electric Hoist¦CD12 | 50.01.07 | ESP 1 /ElectPrecipi/ | Main.cent
15 | GE-76-012 | Generator¦Diesel generator¦UHG substation¦DG 1-2 | GE701 | Generator¦Diesel generator¦PPU2900 | 30.05.24 | UHG SubSt DieselSt-1 | Elect.op
16 | GE-76-013 | Generator¦Diesel generator¦UHG substation¦DG 1-3 | GE701 | Generator¦Diesel generator¦PPU2900 | 30.05.24 | UHG SubSt DieselSt-1 | Elect.op
17 | GE-76-011 | Generator¦Diesel generator¦UHG substation¦DG 1-1 | GE701 | Generator¦Diesel generator¦PPU2900 | 30.05.24 | UHG SubSt DieselSt-1 | Elect.op
18 | GE-76-014 | Generator¦Diesel generator¦UHG substation¦DG 1-4 | GE701 | Generator¦Diesel generator¦PPU2900 | 30.05.24 | UHG SubSt DieselSt-1 | Elect.op
19 | FP-61-100 | ERT-Centrifugal fan¦ERT¦FD fan 1 | FP601 | Centrifugal fan¦FD fan | 80.11.01 | ERT Boiler House | HSD
20 | KR-51-020 | Drilling and Milling¦Maintenance center¦Milling machine | KR502 | Drilling and Milling¦Milling machine | 80.15.99 | Workshop | Main.cent
21 | FP-61-300 | ERT-Centrifugal fan¦ERT¦FD fan 3 | FP601 | Centrifugal fan¦FD fan | 80.11.01 | ERT Boiler House | HSD
22 | ER-51-010 | Bending Machine¦Maintenance center | ER501 | Bending Machine¦Pipe Dn38 | 80.15.99 | Workshop | Main.cent
23 | FP-61-030 | Centrifugal fan¦ERT¦ID fan 3 | FP602 | Centrifugal fan¦ID fan | 80.11.01 | ERT Boiler House | HSD
24 | BC-61-320 | Belt Conveyor¦ERT Boiler¦Coal Conveyor | BC601 | Belt Conveyor¦coal | 20.99.01 | ERT Boiler House | HSD
25 | EC-61-100 | Elevator/Escalator¦ERT¦Bad Ash 1 | EC601 | Elevator/Escalator¦ash | 10.02.01 | ERT Boiler House | HSD
26 | EC-61-200 | Elevator/Escalator¦ERT¦Bad Ash 2 | EC601 | Elevator/Escalator¦ash | 10.02.01 | ERT Boiler House | HSD
27 | TF-75-047 | TG-Transformer¦Power transformer¦KTPN-47¦630kVA | TF703 | Transformer¦Power Transformer 10/04 kV | 30.05.09 | TG New Work Shop | Elect.op
28 | TF-75-034 | ER(M)-Transformer¦Power transformer¦KTPN-34¦400kVA | TF703 | Transformer¦Power Transformer 10/04 kV | 30.05.09 | Uurhachin horoolol | Elect.op
29 | HX-54-100 | Heat Exchanger¦¦Power plant heating system¦Heat Exchanger 1 | HX501 | Heat Exchanger¦Heat Exchanger unit | 80.01.19 | PowerPlant Build 12m | Main.cent
30 | DA-76-013 | Engine¦UHG substation¦DG1-3 | DA701 | Engine¦Diesel engine¦20V4000G23 | 10.02.03 | UHG SubSt DieselSt-1 | Elect.op
31 | DA-76-014 | Engine¦UHG substation¦DG1-4 | DA701 | Engine¦Diesel engine¦20V4000G23 | 10.02.03 | UHG SubSt DieselSt-1 | Elect.op
32 | HE-37-243 | Switchgear¦Distribution panel 4-3 | HE302 | Switchgear¦motor control center2 | 30.05.15 | MotorControl Center2 | Elect.op
33 | HE-37-244 | Switchgear¦Distribution panel 4-4 | HE302 | Switchgear¦motor control center2 | 30.05.15 | MotorControl Center2 | Elect.op
34 | HE-37-245 | Switchgear¦Distribution panel 4-5 | HE302 | Switchgear¦motor control center2 | 30.05.15 | MotorControl Center2 | Elect.op
35 | HE-37-246 | Switchgear¦Distribution panel 4-6 | HE302 | Switchgear¦motor control center2 | 30.05.15 | MotorControl Center2 | Elect.op
36 | HE-37-247 | Switchgear¦Distribution panel 4-7 | HE302 | Switchgear¦motor control center2 | 30.05.15 | MotorControl Center2 | Elect.op
37 | HE-37-248 | Switchgear¦Distribution panel 4-8 | HE302 | Switchgear¦motor control center2 | 30.05.15 | MotorControl Center2 | Elect.op
38 | HE-37-249 | Switchgear¦Distribution panel 4-9 | HE302 | Switchgear¦motor control center2 | 30.05.15 | MotorControl Center2 | Elect.op
39 | HE-37-250 | Switchgear¦Distribution panel 4-10 | HE302 | Switchgear¦motor control center2 | 30.05.15 | MotorControl Center2 | Elect.op
40 | HE-37-251 | Switchgear¦Distribution panel 4-11 | HE302 | Switchgear¦motor control center2 | 30.05.15 | MotorControl Center2 | Elect.op
41 | HE-37-252 | Switchgear¦Distribution panel 4-12 | HE302 | Switchgear¦motor control center2 | 30.05.15 | MotorControl Center2 | Elect.op
42 | HE-37-253 | Switchgear¦Distribution panel 4-13 | HE302 | Switchgear¦motor control center2 | 30.05.15 | MotorControl Center2 | Elect.op
43 | HE-37-254 | Switchgear¦Distribution panel 4-14 | HE302 | Switchgear¦motor control center2 | 30.05.15 | MotorControl Center2 | Elect.op
44 | HE-37-815 | Switchgear¦Busbar coupling panel 1 | HE308 | Switchgear¦Switchroom 4 | 30.05.15 | Switchroom 4 | Elect.op
45 | HE-37-914 | Switchgear¦ Withdraw able metal clad AC Switchgear 1-1 | HE309 | Switchgear¦Switchroom 1 2 3 | 30.05.15 | switchroom 3 | Elect.op
46 | HE-37-826 | Switchgear¦Busbar coupling panel 2 | HE308 | Switchgear¦Switchroom 4 | 30.05.15 | Switchroom 4 | Elect.op
47 | HE-37-913 | Switchgear¦ Withdraw able metal clad AC Switchgear 1-2 | HE309 | Switchgear¦Switchroom 1 2 3 | 30.05.15 | switchroom 3 | Elect.op
48 | HE-37-812 | Switchgear¦Voltage transformator panel 1 | HE308 | Switchgear¦Switchroom 4 | 30.05.15 | Switchroom 4 | Elect.op
49 | HE-37-912 | Switchgear¦ Withdraw able metal clad AC Switchgear 1-3 | HE309 | Switchgear¦Switchroom 1 2 3 | 30.05.15 | switchroom 3 | Elect.op
50 | HE-37-825 | Switchgear¦Voltage transformator panel 2 | HE308 | Switchgear¦Switchroom 4 | 30.05.15 | Switchroom 4 | Elect.op
51 | HE-37-911 | Switchgear¦ Withdraw able metal clad AC Switchgear 1-4 | HE309 | Switchgear¦Switchroom 1 2 3 | 30.05.15 | switchroom 3 | Elect.op
52 | HE-37-835 | Switchgear¦Voltage transformator panel 3 | HE308 | Switchgear¦Switchroom 4 | 30.05.15 | Switchroom 4 | Elect.op
53 | HE-37-924 | Switchgear¦ Withdraw able metal clad AC Switchgear 2-1 | HE309 | Switchgear¦Switchroom 1 2 3 | 30.05.15 | switchroom 2 | Elect.op
54 | HE-37-823 | Switchgear¦Plant distribution transformator panel 0 | HE308 | Switchgear¦Switchroom 4 | 30.05.15 | Switchroom 4 | Elect.op
55 | HE-37-923 | Switchgear¦ Withdraw able metal clad AC Switchgear 2-2 | HE309 | Switchgear¦Switchroom 1 2 3 | 30.05.15 | switchroom 2 | Elect.op
56 | HE-37-814 | Switchgear¦Plant distribution transformator panel 1 | HE308 | Switchgear¦Switchroom 4 | 30.05.15 | Switchroom 4 | Elect.op
57 | HE-37-922 | Switchgear¦ Withdraw able metal clad AC Switchgear 2-3 | HE309 | Switchgear¦Switchroom 1 2 3 | 30.05.15 | switchroom 2 | Elect.op
58 | HE-37-824 | Switchgear¦Plant distribution transformator panel 2 | HE308 | Switchgear¦Switchroom 4 | 30.05.15 | Switchroom 4 | Elect.op
59 | HE-37-921 | Switchgear¦ Withdraw able metal clad AC Switchgear 2-4 | HE309 | Switchgear¦Switchroom 1 2 3 | 30.05.15 | switchroom 2 | Elect.op
60 | BM-72-111 | Breaker¦Khothon¦Feeder-11 Vacuum Breaker Airport | BM701 | Breaker¦Vacuum Breaker | 10.05.06 | Khothon SubS10kV SR | Elect.op
61 | BM-72-112 | Breaker¦Khothon¦Feeder-12 Vacuum Breaker Worker district | BM701 | Breaker¦Vacuum Breaker | 10.05.06 | Khothon SubS10kV SR | Elect.op
62 | BM-72-113 | Breaker¦Khothon¦Feeder-13 Vacuum Breaker Tsetsii district 2 | BM701 | Breaker¦Vacuum Breaker | 10.05.06 | Khothon SubS10kV SR | Elect.op
63 | BM-72-114 | Breaker¦Khothon¦Feeder-14 Vacuum Breaker ER Camp 2 | BM701 | Breaker¦Vacuum Breaker | 10.05.06 | Khothon SubS10kV SR | Elect.op
64 | BM-72-115 | Breaker¦Khothon¦Feeder-15 Vacuum Breaker Voltage Transformer 2 | BM701 | Breaker¦Vacuum Breaker | 10.05.06 | Khothon SubS10kV SR | Elect.op
65 | BM-72-116 | Breaker¦Khothon¦Feeder-16 Vacuum Breaker Incoming Feeder 2 | BM701 | Breaker¦Vacuum Breaker | 10.05.06 | Khothon SubS10kV SR | Elect.op
66 | BM-72-117 | Breaker¦Khothon¦Feeder-17 Vacuum Breaker Service Transformer 2 | BM701 | Breaker¦Vacuum Breaker | 10.05.06 | Khothon SubS10kV SR | Elect.op
67 | BM-72-102 | Breaker¦Khothon¦Feeder-2 Vacuum Breaker Incoming Feeder 1 | BM701 | Breaker¦Vacuum Breaker | 10.05.06 | Khothon SubS10kV SR | Elect.op
68 | BM-72-103 | Breaker¦Khothon¦Feeder-3 Vacuum Breaker Voltage Transformer 1 | BM701 | Breaker¦Vacuum Breaker | 10.05.06 | Khothon SubS10kV SR | Elect.op
69 | BM-72-104 | Breaker¦Khothon¦Feeder-4 Vacuum Breaker Tsetsii district 1 | BM701 | Breaker¦Vacuum Breaker | 10.05.06 | Khothon SubS10kV SR | Elect.op
70 | BM-72-105 | Breaker¦Khothon¦Feeder-5 Vacuum Breaker Sumiin Zuun | BM701 | Breaker¦Vacuum Breaker | 10.05.06 | Khothon SubS10kV SR | Elect.op
71 | BM-72-106 | Breaker¦Khothon¦Feeder-6 Vacuum Breaker Provision | BM701 | Breaker¦Vacuum Breaker | 10.05.06 | Khothon SubS10kV SR | Elect.op
72 | BM-72-107 | Breaker¦Khothon¦Feeder-7 Vacuum Breaker Provision | BM701 | Breaker¦Vacuum Breaker | 10.05.06 | Khothon SubS10kV SR | Elect.op
73 | BM-72-108 | Breaker¦Khothon¦Feeder-8 Vacuum Breaker Provision | BM701 | Breaker¦Vacuum Breaker | 10.05.06 | Khothon SubS10kV SR | Elect.op
74 | TF-71-102 | Transformer¦Power transformer¦TLSN-7651¦ 110/35/10 kV Tr-2 | TF701 | Transformer¦Power Transformer 110/35/10 kV | 30.05.09 | UHG substation | Elect.op
75 | TF-72-001 | Transformer¦Power transformer¦ТСЗ-10 kVA ДХТ-1 ХОТХОН | TF703 | Transformer¦Power Transformer 10/04 kV | 30.05.09 | ХОТХОН substation | Elect.op
76 | TF-72-002 | Transformer¦Power transformer¦ТСЗ-10 kVA ДХТ-2 ХОТХОН | TF703 | Transformer¦Power Transformer 10/04 kV | 30.05.09 | ХОТХОН substation | Elect.op
77 | TF-75-050 | ER(M)-Transformer¦Power transformer¦ХТП-1 ¦800 kVA Тр-1 | TF703 | Transformer¦Power Transformer 10/04 kV | 30.05.09 | Tsetsii horoolol | Elect.op
78 | TF-75-051 | ER(M)-Transformer¦Power transformer¦ХТП-1 ¦800 kVA Тр-2 | TF703 | Transformer¦Power Transformer 10/04 kV | 30.05.09 | Tsetsii horoolol | Elect.op
79 | HJ-71-101 | ER(M)-High Voltage Cable¦Shuuruuleh YJLV 10kV\3x240L=106m | HJ701 | High Voltage Cable¦10kV | 30.05.18 | Shuuruuleh | Elect.op
80 | HJ-72-101 | ER(M)-High Voltage Cable¦TT Airport | HJ701 | High Voltage Cable¦10kV | 30.05.18 | TT Airport | Elect.op
81 | HJ-73-101 | WS-High Voltage Cable¦WS Hudgiin A ¦YJLV 10 kV\3x95 L=32m | HJ701 | High Voltage Cable¦10kV | 30.05.18 | WS Hudgiin A | Elect.op
82 | HJ-73-102 | WS-High Voltage Cable¦WS Hudgiin B ¦YJLV 10 kV\3x95 L=35m | HJ701 | High Voltage Cable¦10kV | 30.05.18 | WS Hudgiin B | Elect.op
83 | HJ-73-103 | WS-High Voltage Cable¦WS Hudgiin C ¦YJLV 10 kV\3x95 L=40m | HJ701 | High Voltage Cable¦10kV | 30.05.18 | WS Hudgiin C | Elect.op
84 | HJ-73-104 | WS-High Voltage Cable¦WS Urguh-1 ¦ YJLV 10 kV\3x95 L=75m | HJ701 | High Voltage Cable¦10kV | 30.05.18 | WS Urguh-1 | Elect.op
85 | HJ-73-105 | WS-High Voltage Cable¦WS Urguh-2 ¦YJLV 10 kV\3x95 L=75m | HJ701 | High Voltage Cable¦10kV | 30.05.18 | WS Urguh-2 | Elect.op
86 | LI-47-209 | Lab instrument¦Chemical coal lab Burner | LI402 | Lab instrument¦coal lab | 30.06.03 | coal lab | Water.trea
87 | LI-47-205 | Lab instrument¦Chemical coal lab Bomb of calorimeter | LI402 | Lab instrument¦coal lab | 30.06.03 | coal lab | Water.trea
88 | LI-47-207 | Lab instrument¦Chemical coal lab chemical balance | LI402 | Lab instrument¦coal lab | 30.06.03 | coal lab | Water.trea
89 | LI-47-206 | Lab instrument¦Chemical coal lab Drying Oven | LI402 | Lab instrument¦coal lab | 30.06.03 | coal lab | Water.trea
90 | LI-47-208 | Lab instrument¦Chemical coal lab electronic scale | LI402 | Lab instrument¦coal lab | 30.06.03 | coal lab | Water.trea
91 | LI-47-201 | Lab instrument¦Chemical coal lab Hammer Crushing and division Apparatus | LI402 | Lab instrument¦coal lab | 30.06.03 | coal lab | Water.trea
92 | LI-47-204 | Lab instrument¦Chemical coal lab Oxygen Bomb Calorimeter | LI402 | Lab instrument¦coal lab | 30.06.03 | coal lab | Water.trea
93 | LI-47-202 | Lab instrument¦Chemical coal lab Pulverizer | LI402 | Lab instrument¦coal lab | 30.06.03 | coal lab | Water.trea
94 | LI-47-203 | Lab instrument¦Chemical coal lab sifter | LI402 | Lab instrument¦coal lab | 30.06.03 | coal lab | Water.trea
95 | LI-47-400 | Lab instrument¦Chemical control room Exhaust hood | LI403 | Lab instrument¦oil lab | 30.06.03 | Oil lab | Water.trea
96 | LI-47-300 | Lab instrument¦Chemical Oil lab | LI403 | Lab instrument¦oil lab | 30.06.03 | Oil lab | Water.trea
97 | LI-47-302 | Lab instrument¦Chemical Oil lab Auto Cleveland Open Cap Flash Point Tester | LI403 | Lab instrument¦oil lab | 30.06.03 | Oil lab | Water.trea
98 | LI-47-303 | Lab instrument¦Chemical Oil lab Automatic Pensky- Martens Closed Cup Flash Point Tester | LI403 | Lab instrument¦oil lab | 30.06.03 | Oil lab | Water.trea
99 | LI-47-301 | Lab instrument¦Chemical Oil lab electronic scale | LI403 | Lab instrument¦oil lab | 30.06.03 | Oil lab | Water.trea
100 | NT-16-200 | Pressure Tank¦Blowdown tank | NT101 | Pressure Tank¦outdoor | 30.01.12 | Boiler house¦12m | Boiler.op
101 | NT-16-100 | Pressure Tank¦Drain flash tank | NT101 | Pressure Tank¦outdoor | 30.01.12 | Boiler house¦Outside | Boiler.op
102 | HK-14-100 | Hammer crusher¦Coal hadling system | HK101 | Hammer crasher¦PCH-0808 | 20.01.01 | HammerCrusherHouse5m | Coal.handl
103 | DA-76-033 | TG-Engine¦Tsagaan khad¦DG-6 | DA704 | Engine¦Diesel engine¦ 1006TAG2 | 10.02.03 | TsagaanKhad DieselSt | Elect.op
104 | DA-76-032 | TTA-Engine¦TTA¦DG-2 | DA704 | Engine¦Diesel engine¦ 1006TAG2 | 10.02.03 | TTA Diesel station | Elect.op
105 | TF-75-052 | ER(M)-Transformer¦Power transformer¦ХТП-2 ¦800kVA Тр-1 | TF703 | Transformer¦Power Transformer 10/04 kV | 30.05.09 | Tsetsii horoolol | Elect.op
106 | TF-75-053 | ER(M)-Transformer¦Power transformer¦ХТП-2 ¦800kVA Тр-2 | TF703 | Transformer¦Power Transformer 10/04 kV | 30.05.09 | Tsetsii horoolol | Elect.op
107 | TF-75-054 | ER(M)-Transformer¦Power transformer¦ХТП-4 ¦400kVA Тр-1 | TF703 | Transformer¦Power Transformer 10/04 kV | 30.05.09 | Tsetsii horoolol | Elect.op
108 | TF-75-055 | ER(M)-Transformer¦Power transformer¦ХТП-4 ¦400kVA Тр-2 | TF703 | Transformer¦Power Transformer 10/04 kV | 30.05.09 | Tsetsii horoolol | Elect.op
109 | TF-73-022 | WS-Transformer¦WS Substation¦Current Transformer-1¦35kV A phase | TF704 | Transformer¦WS Substation | 30.05.09 | WS SubSt 1 A phase | Elect.op
110 | TF-73-023 | WS-Transformer¦WS Substation¦Current Transformer-1¦35kV B phase | TF704 | Transformer¦WS Substation | 30.05.09 | WS SubSt 1 B phase | Elect.op
111 | TF-73-024 | WS-Transformer¦WS Substation¦Current Transformer-1¦35kV C phase | TF704 | Transformer¦WS Substation | 30.05.09 | WS SubSt 1 C phase | Elect.op
112 | WP-65-100 | TTA-Water pump¦ TT airport¦Boiler main water pump 1 | WP601 | Water pump¦boiler main water pump | 10.10.17 | TTA Boiler House | HSD
113 | WP-65-200 | TTA-Water pump¦ TT airport¦Boiler main water pump 2 | WP601 | Water pump¦boiler main water pump | 10.10.17 | TTA Boiler House | HSD
114 | WP-43-100 | Water pump¦FAWS Lifting pump 1 | WP401 | Water pump¦Raw water pump | 20.03.17 | Pure water | Water.trea
115 | WP-43-200 | Water pump¦FAWS Lifting pump 2 | WP401 | Water pump¦Raw water pump | 20.03.17 | Pure water | Water.trea
116 | WP-67-100 | TG-Water pump¦TG¦Boiler main water pump 1 | WP601 | Water pump¦boiler main water pump | 10.10.17 | TG Boiler House | HSD
117 | WP-67-200 | TG-Water pump¦TG¦Boiler main water pump 2 | WP601 | Water pump¦boiler main water pump | 10.10.17 | TG Boiler House | HSD
118 | WP-63-010 | Water pump¦Tsetsii¦Boiler make-up water pump 1 | WP602 | Water pump¦Water make-up pump | 10.10.17 | Tsetsii Boiler house | HSD
119 | WP-41-130 | Water pump¦Watertreament Back Flushing Pump | WP401 | Water pump¦Raw water pump | 20.03.17 | Raw water | Water.trea
120 | WP-44-010 | Water pump¦Watertreament pure water pump 1 | WP402 | Water pump¦Pure water pump | 20.03.17 | Pure water | Water.trea
121 | WP-44-020 | Water pump¦Watertreament pure water pump 2 | WP402 | Water pump¦Pure water pump | 20.03.17 | Pure water | Water.trea
122 | WP-44-030 | Water pump¦Watertreament pure water pump 3 | WP402 | Water pump¦Pure water pump | 20.03.17 | Pure water | Water.trea
123 | WP-41-110 | Water pump¦Watertreament Raw water pump 1 | WP401 | Water pump¦Raw water pump | 20.03.17 | Raw water | Water.trea
124 | WP-41-120 | Water pump¦Watertreament Raw water pump 2 | WP401 | Water pump¦Raw water pump | 20.03.17 | Raw water | Water.trea
125 | WP-42-100 | Water pump¦Watertreament RO 1 High Pressure Pump | WP402 | Water pump¦Pure water pump | 20.03.17 | Reverse osmos | Water.trea
126 | WP-42-200 | Water pump¦Watertreament RO 2 High Pressure Pump | WP402 | Water pump¦Pure water pump | 20.03.17 | Reverse osmos | Water.trea
127 | WP-42-300 | Water pump¦Watertreament RO cleaning | WP403 | Water pump¦Cleaning pump | 20.03.17 | Reverse osmos | Water.trea
128 | BM-72-109 | Breaker¦Khothon¦Feeder-9 Breaker Bus Riser | BM702 | Breaker¦Breaker | 10.05.06 | Khothon SubS10kV SR | Elect.op
129 | BM-72-019 | Breaker¦Khothon¦Reclosers breaker-1¦T-1 Оролт | BM703 | Breaker¦Reclosers breaker | 10.05.06 | Khothon SubS35kV SR | Elect.op
130 | BM-72-020 | Breaker¦Khothon¦Reclosers breaker-2¦T-2 Оролт | BM703 | Breaker¦Reclosers breaker | 10.05.06 | Khothon SubS35kV SR | Elect.op
131 | HE-37-832 | Switchgear¦Plant distribution transformator panel 3 | HE308 | Switchgear¦Switchroom 4 | 30.05.15 | Switchroom 4 | Elect.op
132 | HE-37-934 | Switchgear¦ Withdraw able metal clad AC Switchgear 3-1 | HE309 | Switchgear¦Switchroom 1 2 3 | 30.05.15 | switchroom 1 | Elect.op
133 | HE-37-833 | Switchgear¦Plant distribution transformator panel 4 | HE308 | Switchgear¦Switchroom 4 | 30.05.15 | Switchroom 4 | Elect.op
134 | HE-37-933 | Switchgear¦ Withdraw able metal clad AC Switchgear 3-2 | HE309 | Switchgear¦Switchroom 1 2 3 | 30.05.15 | switchroom 1 | Elect.op
135 | HE-37-813 | Switchgear¦Generator cable incoming panel 1 | HE308 | Switchgear¦Switchroom 4 | 30.05.15 | Switchroom 4 | Elect.op
136 | HE-37-932 | Switchgear¦ Withdraw able metal clad AC Switchgear 3-3 | HE309 | Switchgear¦Switchroom 1 2 3 | 30.05.15 | switchroom 1 | Elect.op
137 | HE-37-822 | Switchgear¦Generator cable incoming panel 2 | HE308 | Switchgear¦Switchroom 4 | 30.05.15 | Switchroom 4 | Elect.op
138 | HE-37-931 | Switchgear¦ Withdraw able metal clad AC Switchgear 3-4 | HE309 | Switchgear¦Switchroom 1 2 3 | 30.05.15 | switchroom 1 | Elect.op
139 | HE-37-834 | Switchgear¦Generator cable incoming panel 3 | HE308 | Switchgear¦Switchroom 4 | 30.05.15 | Switchroom 4 | Elect.op
140 | HE-37-821 | Switchgear¦Plug panel 1 | HE308 | Switchgear¦Switchroom 4 | 30.05.15 | Switchroom 4 | Elect.op
141 | HE-37-831 | Switchgear¦Plug panel 2 | HE308 | Switchgear¦Switchroom 4 | 30.05.15 | Switchroom 4 | Elect.op
142 | HE-37-811 | Switchgear¦10kV PC 1 section panel ¦line 11 | HE308 | Switchgear¦Switchroom 4 | 30.05.15 | Switchroom 4 | Elect.op
143 | HE-37-836 | Switchgear¦10kV PC 3 section panel ¦line 12 | HE308 | Switchgear¦Switchroom 4 | 30.05.15 | Switchroom 4 | Elect.op
144 | GE-76-033 | Generator¦Diesel generator¦Tsagaan Khad¦DG 6 | GE704 | Generator¦Diesel generator¦GEP165 | 30.05.24 | TsagaanKhad DieselSt | Elect.op
145 | GE-76-032 | Generator¦Diesel generator¦Airport¦DG 1-2 | GE704 | Generator¦Diesel generator¦GEP165 | 30.05.24 | TTA Diesel station | Elect.op
146 | GE-76-101 | Generator¦Diesel generator¦UHG substation¦Portable¦DG 3 | GE711 | Generator¦Diesel generator¦GSW110 | 30.05.24 | Transportab.DieselSt | Elect.op
147 | GE-76-061 | Generator¦Diesel generator¦CHPP¦Emergency | GE707 | Generator¦Diesel generator¦GSW560 | 30.05.24 | BoiPlace-CHPP DieSt | Elect.op
148 | GE-76-062 | Generator¦Diesel generator¦UHG substation¦Portable¦DG 1 | GE707 | Generator¦Diesel generator¦GSW560 | 30.05.24 | Transportab.DieselSt | Elect.op
149 | HE-37-601 | Switchgear¦Control Station¦Auxiliary power auto transfer panel 1 | HE306 | Switchgear¦Control Station | 30.05.15 | Control Station 1 | Elect.op
150 | HE-37-602 | Switchgear¦Control Station¦Auxiliary power auto transfer panel 2 | HE306 | Switchgear¦Control Station | 30.05.15 | Control Station 1 | Elect.op
151 | HE-37-604 | Switchgear¦Control Station¦Control and central signaling panel 1 | HE306 | Switchgear¦Control Station | 30.05.15 | Control Station 1 | Elect.op
152 | HE-37-605 | Switchgear¦Control Station¦Control and central signaling panel 2 | HE306 | Switchgear¦Control Station | 30.05.15 | Control Station 1 | Elect.op
153 | HE-37-606 | Switchgear¦Control Station¦Control and central signaling panel 3 | HE306 | Switchgear¦Control Station | 30.05.15 | Control Station 1 | Elect.op
154 | HE-37-608 | Switchgear¦Control Station¦Emergency lighting switch panel | HE306 | Switchgear¦Control Station | 30.05.15 | Control Station 1 | Elect.op
155 | HE-37-607 | Switchgear¦Control Station¦Synchronization panel | HE306 | Switchgear¦Control Station | 30.05.15 | Control Station 1 | Elect.op
156 | HE-37-603 | Switchgear¦Control Station¦System communication panel | HE306 | Switchgear¦Control Station | 30.05.15 | Control Station 1 | Elect.op
157 | TK-35-003 | Tank¦compressor¦air tank C-0.6/0.8 | TK303 | Tank¦air tank C-0.6/0.8 | 30.01.13 | House pump | Elect.op
158 | TK-35-002 | Tank¦compressor¦air tank C-3/0.8 | TK302 | Tank¦air tank C-3/0.8 | 30.01.13 | House pump | Elect.op
159 | JR-51-020 | Cutting Machine¦Maintenance center¦Band sawing machine | JR502 | Cutting Machine¦Band sawing machine | 80.15.02 | Workshop | Main.cent
160 | QX-13-200 | Quench Cooler¦Boiler 3¦Ash Cooler 2 | QX101 | Quench Cooler¦GTL10C | 30.02.17 | Boiler#3¦BoilerH 0m | Boiler.op
161 | QX-11-200 | Quench Cooler¦Boiler 1¦Ash Cooler 2 | QX101 | Quench Cooler¦GTL10C | 30.02.17 | Boiler#1¦BoilerH 0m | Boiler.op
162 | QX-12-200 | Quench Cooler¦Boiler 2¦Ash Cooler 2 | QX101 | Quench Cooler¦GTL10C | 30.02.17 | Boiler#2¦BoilerH 0m | Boiler.op
163 | QX-12-100 | Quench Cooler¦Boiler 2¦Ash Cooler 1 | QX101 | Quench Cooler¦GTL10C | 30.02.17 | Boiler#2¦BoilerH 0m | Boiler.op
164 | QX-11-100 | Quench Cooler¦Boiler 1¦Ash Cooler 1 | QX101 | Quench Cooler¦GTL10C | 30.02.17 | Boiler#1¦BoilerH 0m | Boiler.op
165 | BN-17-100 | Bin/Hopper¦Power Plant¦Bed ash bin 1 | BN101 | Bin/Hopper¦Coal | 20.02.17 | ID fan house¦Outside | Boiler.op
166 | BN-17-200 | Bin/Hopper¦Power Plant¦Bed ash bin 2 | BN101 | Bin/Hopper¦Coal | 20.02.17 | ID fan house¦Outside | Boiler.op
167 | BN-11-100 | Bin/Hopper¦Power Plant¦Boiler 1¦Coal hopper A | BN101 | Bin/Hopper¦Coal | 20.02.17 | Boiler#1¦BoilerH 22m | Coal.handl
168 | BN-11-200 | Bin/Hopper¦Power Plant¦Boiler 1¦Coal hopper B | BN101 | Bin/Hopper¦Coal | 20.02.17 | Boiler#1¦BoilerH 22m | Coal.handl
169 | BN-12-100 | Bin/Hopper¦Power Plant¦Boiler 2¦Coal hopper A | BN101 | Bin/Hopper¦Coal | 20.02.17 | Boiler#2¦BoilerH 22m | Coal.handl
170 | BN-12-200 | Bin/Hopper¦Power Plant¦Boiler 2¦Coal hopper B | BN101 | Bin/Hopper¦Coal | 20.02.17 | Boiler#2¦BoilerH 22m | Coal.handl
171 | BN-13-100 | Bin/Hopper¦Power Plant¦Boiler 3¦Coal hopper A | BN101 | Bin/Hopper¦Coal | 20.02.17 | Boiler#3¦BoilerH 22m | Coal.handl
172 | BN-13-200 | Bin/Hopper¦Power Plant¦Boiler 3¦Coal hopper B | BN101 | Bin/Hopper¦Coal | 20.02.17 | Boiler#3¦BoilerH 22m | Coal.handl
173 | BN-14-300 | Bin/Hopper¦Power Plant¦Emergency Coal Hopper | BN101 | Bin/Hopper¦Coal | 20.02.17 | Boiler house¦0m-22m | Coal.handl
174 | BN-14-100 | Bin/Hopper¦Power Plant¦Coal Hopper 40m3 | BN101 | Bin/Hopper¦Coal | 20.02.17 | Coal handle system | Coal.handl
175 | BN-14-200 | Bin/Hopper¦Power Plant¦Coal Hopper 60m3 | BN101 | Bin/Hopper¦Coal | 20.02.17 | Coal handle system | Coal.handl
176 | BN-17-300 | Bin/Hopper¦Power Plant¦FAPS bin | BN101 | Bin/Hopper¦Coal | 20.02.17 | ID fan house¦Outside | Boiler.op
177 | BN-19-100 | Bin/Hopper¦Power Plant¦Limestone hopper | BN101 | Bin/Hopper¦Coal | 20.02.17 | Boiler house¦Outside | Boiler.op
178 | HZ-62-000 | Boiler House¦Mining | HZ001 | Building - Boiler House | 60.04.02 | Mining Boiler House | HSD
179 | HZ-67-000 | Boiler House¦TG | HZ001 | Building - Boiler House | 60.04.02 | TG Boiler House | HSD
180 | HZ-63-000 | Boiler House¦Tsetsii | HZ001 | Building - Boiler House | 60.04.02 | Tsetsii Boiler house | HSD
181 | HZ-65-000 | Boiler House¦TT airport | HZ001 | Building - Boiler House | 60.04.02 | TTA Boiler House | HSD
182 | BB-65-100 | Boiler¦TT Airport | BB604 | Boiler¦DACON | 80.01.27 | TTA Boiler House | HSD
183 | BB-66-100 | Boiler¦ERT Camp¦Boiler | BB603 | Boiler¦HP05 | 80.01.27 | ERT Camp BoilerHouse | HSD
184 | TF-73-352 | WS-Transformer¦Power transformer¦ TM-1000\35¦ 35/10 kV Tr-2 | TF702 | Transformer¦Power Transformer 35/10/04 kV | 30.05.09 | WS substation | Elect.op
185 | TF-72-351 | ER(M)-Transformer¦Power transformer¦ TM-4000\35¦ 35/10 kV Хотхон дэд станц Tr-2 | TF702 | Transformer¦Power Transformer 35/10/04 kV | 30.05.09 | Hothon substation | Elect.op
186 | TF-74-011 | ERT-Transformer¦Power transformer¦CHPP Boiler houze¦SB-M-500/35¦ 35/04 kV TF-903 | TF702 | Transformer¦Power Transformer 35/10/04 kV | 30.05.09 | CHPP Boiler house | Elect.op
187 | TF-74-014 | ERT-Transformer¦Power transformer¦CHPP Hayaglaiin dalan¦SB-M-2000/35¦ 35/04 kV | TF702 | Transformer¦Power Transformer 35/10/04 kV | 30.05.09 | CHPP HayaglaiinDalan | Elect.op
188 | TF-74-003 | ERT-Transformer¦Power transformer¦CHPP Moduli-1¦SB-M-1000/35¦ 35/04 kV TF-403 | TF702 | Transformer¦Power Transformer 35/10/04 kV | 30.05.09 | CHPP Module-1 | Elect.op
189 | TF-74-001 | ERT-Transformer¦Power transformer¦CHPP Moduli-1¦SB-M-3000/35¦ 35/04 kV TF-401 | TF702 | Transformer¦Power Transformer 35/10/04 kV | 30.05.09 | CHPP Module-1 | Elect.op
190 | FT-41-200 | Filter¦Watertreament Raw water MM Filter 2 | FT401 | Filter¦Multi medium filter | 20.03.09 | Raw water | Water.trea
191 | FT-42-100 | Filter¦Watertreament RO 1 | FT402 | Filter¦FAWS | 20.03.09 | Reverse osmos | Water.trea
192 | FT-42-200 | Filter¦Watertreament RO 2 | FT402 | Filter¦FAWS | 20.03.09 | Reverse osmos | Water.trea
193 | EL-15-100 | Fuelpipe¦Ignition oil pipe | EL101 | Fuel pipe¦Ignition | 30.04.01 | Boiler house¦4m | Boiler.op
194 | QK-57-001 | Grinder¦Dn100¦Angle grinder 1 | QK503 | Grinder¦Angle grinder¦Dn100 | 80.14.01 | Workshop | Main.cent
195 | QK-57-002 | Grinder¦Dn100¦Angle grinder 2 | QK503 | Grinder¦Angle grinder¦Dn100 | 80.14.01 | Workshop | Main.cent
196 | QK-57-003 | Grinder¦Dn150¦Angle grinder 1 | QK504 | Grinder¦Angle grinder¦Dn150 | 80.14.01 | Workshop | Main.cent
197 | QK-57-004 | Grinder¦Dn150¦Angle grinder 2 | QK504 | Grinder¦Angle grinder¦Dn150 | 80.14.01 | Workshop | Main.cent
198 | QK-57-005 | Grinder¦Dn180¦Angle grinder 1 | QK505 | Grinder¦Angle grinder¦Dn180 | 80.14.01 | Workshop | Main.cent
199 | QK-57-006 | Grinder¦Dn180¦Angle grinder 2 | QK505 | Grinder¦Angle grinder¦Dn180 | 80.14.01 | Workshop | Main.cent
200 | HX-63-120 | ER(M)-Heat Excanger¦ Tsetsii¦ Heatihg water2 | HX601 | Heat Exchanger¦Heatihg water | 80.01.19 | Tsetsii Boiler house | HSD
201 | HX-63-220 | ER(M)-Heat Exchanger¦ Tsetsii¦ Domestic hot water 2 | HX602 | Heat Exchanger¦Domestic hot water | 80.01.19 | Tsetsii Boiler house | HSD
202 | HX-66-220 | ER(M)-Heat Exchanger¦ERT camp¦ Domestic hot water 2 | HX602 | Heat Exchanger¦Domestic hot water | 80.01.19 | ERT Camp BoilerHouse | HSD
203 | HX-66-210 | ER(M)-Heat Exchanger¦ERT camp¦Domestic hot water 1 | HX602 | Heat Exchanger¦Domestic hot water | 80.01.19 | ERT Camp BoilerHouse | HSD
204 | HX-41-100 | Heat Exchanger¦Watertreament Raw water | HX401 | Heat Exchanger¦raw water | 80.01.19 | Reversed osmos | Water.trea
205 | HJ-71-355 | ERT-High Voltage Cable¦CHPP Bolleir houze SD903¦HXLPSWA-26/35kV 3х240L=780m | HJ702 | High Voltage Cable¦35kV | 30.05.18 | CHPP Bolleir house | Elect.op
206 | HJ-71-351 | ERT-High Voltage Cable¦CHPP MODULI-1 SD401¦HXLPSWA-26/35kV 3х240L=650m | HJ702 | High Voltage Cable¦35kV | 30.05.18 | CHPP Module-1 | Elect.op
207 | HJ-71-352 | ERT-High Voltage Cable¦CHPP MODULI-2 SD421¦HXLPSWA-26/35kV 3х240L=600m | HJ702 | High Voltage Cable¦35kV | 30.05.18 | CHPP Module-2 | Elect.op
208 | HJ-71-353 | ERT-High Voltage Cable¦CHPP MODULI-3 SD441¦HXLPSWA-26/35kV 3х240L=480m | HJ702 | High Voltage Cable¦35kV | 30.05.18 | CHPP Module-3 | Elect.op
209 | HJ-71-356 | ERT-High Voltage Cable¦CHPP Product Handling SD801¦HXLPSWA-26/35kV 3х240L=600m | HJ702 | High Voltage Cable¦35kV | 30.05.18 | CHPP ProductHandling | Elect.op
210 | EB-23-110 | Heater¦Power Plant¦Main Oil Tank 2 | EB201 | Heater¦GYY4-380/8¦380V | 30.02.99 | Main oil tank 2 | Turbine.op
211 | LP-21-200 | Lubricating Pump¦Main oil pump 2 | LP201 | Lubricating Pump¦Main oil pump¦2CQ-12.5/3.6 | 30.02.99 | Steam turbine 2 | Turbine.op
212 | TF-72-021 | Transformer¦Khothon¦Potential Transformer-2¦35kV C phase | TF705 | Transformer¦Potential transformer | 30.05.10 | Khothon SubS35kV SR | Elect.op
213 | TF-73-351 | WS-Transformer¦Power transformer¦ TM-1000\35¦ 35/10 kV Tr-1 | TF702 | Transformer¦Power Transformer 35/10/04 kV | 30.05.09 | WS substation | Elect.op
214 | TF-74-002 | ERT-Transformer¦Power transformer¦CHPP Moduli-1¦SB-M-3000/35¦ 35/04 kV TF-402 | TF702 | Transformer¦Power Transformer 35/10/04 kV | 30.05.09 | CHPP Module-1 | Elect.op
215 | TF-74-006 | ERT-Transformer¦Power transformer¦CHPP Moduli-2¦SB-M-1000/35¦ 35/04 kV TF-424 | TF702 | Transformer¦Power Transformer 35/10/04 kV | 30.05.09 | CHPP Module-2 | Elect.op
216 | TF-74-004 | ERT-Transformer¦Power transformer¦CHPP Moduli-2¦SB-M-3000/35¦ 35/04 kV TF-421 | TF702 | Transformer¦Power Transformer 35/10/04 kV | 30.05.09 | CHPP Module-2 | Elect.op
217 | TF-74-005 | ERT-Transformer¦Power transformer¦CHPP Moduli-2¦SB-M-3000/35¦ 35/04 kV TF-422 | TF702 | Transformer¦Power Transformer 35/10/04 kV | 30.05.09 | CHPP Module-2 | Elect.op
218 | TF-74-013 | ERT-Transformer¦Power transformer¦CHPP Product Handling¦SB-M-2000/35¦ 35/04 kV TF-801 | TF702 | Transformer¦Power Transformer 35/10/04 kV | 30.05.09 | CHPP ProductHandling | Elect.op
219 | TF-74-010 | ERT-Transformer¦Power transformer¦CHPP Raw coal-3¦SB-M-3000/35¦ 35/04 kV TF-101 | TF702 | Transformer¦Power Transformer 35/10/04 kV | 30.05.09 | CHPP Raw coal-3 | Elect.op
220 | TF-74-012 | ERT-Transformer¦Power transformer¦CHPP Retutn water¦SB-M-2000/35¦ 35/04 kV TF-901 | TF702 | Transformer¦Power Transformer 35/10/04 kV | 30.05.09 | CHPP Retutn water | Elect.op
221 | TF-75-012 | ER(M)-Transformer¦Power transformer¦KTPN-12¦100kVA | TF703 | Transformer¦Power Transformer 10/04 kV | 30.05.09 | Post 81 | Elect.op
222 | TF-75-015 | ER(M)-Transformer¦Power transformer¦KTPN-15¦630kVA | TF703 | Transformer¦Power Transformer 10/04 kV | 30.05.09 | Galarei camp | Elect.op
223 | TF-75-016 | ER(M)-Transformer¦Power transformer¦KTPN-16¦630kVA | TF703 | Transformer¦Power Transformer 10/04 kV | 30.05.09 | Tsetsii horoolol | Elect.op
224 | TF-75-017 | WS-Transformer¦Power transformer¦KTPN-17¦400kVA | TF703 | Transformer¦Power Transformer 10/04 kV | 30.05.09 | Water supply/Naimdai | Elect.op
225 | TF-75-019 | WS-Transformer¦Power transformer¦KTPN-19¦63kVA | TF703 | Transformer¦Power Transformer 10/04 kV | 30.05.09 | Water supply/Naimdai | Elect.op
226 | TF-75-020 | WS-Transformer¦Power transformer¦KTPN-20¦100kVA | TF703 | Transformer¦Power Transformer 10/04 kV | 30.05.09 | Water supply/Naimdai | Elect.op
227 | TF-75-022 | WS-Transformer¦Power transformer¦KTPN-22¦100kVA | TF703 | Transformer¦Power Transformer 10/04 kV | 30.05.09 | Water supply/Naimdai | Elect.op
228 | TF-75-030 | WS-Transformer¦Power transformer¦KTPN-30¦30kVA | TF703 | Transformer¦Power Transformer 10/04 kV | 30.05.09 | Water supply/Naimdai | Elect.op
229 | TF-75-006 | ERT-Transformer¦Power transformer¦KTPN-6¦1000kVA | TF703 | Transformer¦Power Transformer 10/04 kV | 30.05.09 | CHPP HayagUsguijuleh | Elect.op
230 | TF-75-008 | ER(M)-Transformer¦Power transformer¦KTPN-8¦25kVA | TF703 | Transformer¦Power Transformer 10/04 kV | 30.05.09 | Post | Elect.op
231 | TF-71-101 | Transformer¦Power transformer¦TLSN-7651¦ 110/35/10 kV Tr-1 | TF701 | Transformer¦Power Transformer 110/35/10 kV | 30.05.09 | UHG substation | Elect.op
232 | BB-67-100 | Boiler¦Trans Govi¦Boiler 1 | BB602 | Boiler¦NRG | 80.01.27 | TG Boiler House | HSD
233 | BB-67-200 | Boiler¦Trans Govi¦Boiler 2 | BB602 | Boiler¦NRG | 80.01.27 | TG Boiler House | HSD
234 | BB-63-200 | Boiler¦Tsetsii¦Boiler 2 | BB601 | Boiler¦DZL | 80.01.27 | Tsetsii Boiler house | HSD
235 | BB-63-100 | Boiler¦Tsetsii¦Boiler 1 | BB601 | Boiler¦DZL | 80.01.27 | Tsetsii Boiler house | HSD
236 | BB-63-300 | Boiler¦Tsetsii¦Boiler 3 | BB601 | Boiler¦DZL | 80.01.27 | Tsetsii Boiler house | HSD
237 | BM-72-011 | Breaker¦Khothon¦Breaker-1¦T-1 Шин.С | BM702 | Breaker¦Breaker | 10.05.06 | Khothon SubS35kV SR | Elect.op
238 | JA-21-200 | Steam turbine¦Steam turbine 2 | JA201 | Steam Turbine¦N6-3.43 | 30.02.01 | Power plant TurHouse | Turbine.op
239 | TK-23-200 | Tank¦Main oil tank 2 | TK201 | Tank¦Main oil tank¦YG-0400-83 ZKB54036-89¦7.3 m3 | 30.02.99 | Oil supply system 2 | Turbine.op
240 | EB-23-100 | Heater¦Power Plant¦Main Oil Tank 1 | EB201 | Heater¦GYY4-380/8¦380V | 30.02.99 | Main oil tank 1 | Turbine.op
241 | LP-21-100 | Lubricating Pump¦Main oil pump 1 | LP201 | Lubricating Pump¦Main oil pump¦2CQ-12.5/3.6 | 30.02.99 | Steam turbine 1 | Turbine.op
242 | JA-21-100 | Steam turbine¦Steam turbine 1 | JA201 | Steam Turbine¦N6-3.43 | 30.02.01 | Power plant TurHouse | Turbine.op
243 | TK-23-100 | Tank¦Main oil tank 1 | TK201 | Tank¦Main oil tank¦YG-0400-83 ZKB54036-89¦7.3 m3 | 30.02.99 | Oil supply system 1 | Turbine.op
244 | AD-33-001 | Air Dryer | AD301 | Air Dryer¦Compressor | 20.03.22 | House pump | Elect.op
245 | WP-64-100 | ER(M)-Water pump¦Gallerei¦Boiler main water pump 1 | WP601 | Water pump¦boiler main water pump | 10.10.17 | Gallery Boiler House | HSD
246 | WP-64-200 | ER(M)-Water pump¦Gallerei¦Boiler main water pump 2 | WP601 | Water pump¦boiler main water pump | 10.10.17 | Gallery Boiler House | HSD
247 | FP-64-020 | ER(M)-Centrifugal fan¦Gallerei¦ID fan 2 | FP602 | Centrifugal fan¦ID fan | 80.11.01 | Gallery Boiler House | HSD
248 | HJ-71-354 | ERT-High Voltage Cable¦CHPP RAW COAL SD101¦HXLPSWA-26/35kV 3х240L=820m | HJ702 | High Voltage Cable¦35kV | 30.05.18 | CHPP RAW COAL | Elect.op
249 | HJ-72-102 | ER(M)-High Voltage Cable¦Hothon Achilchdiin horoolol AAБлУ-10\3х120 L=400m | HJ701 | High Voltage Cable¦10kV | 30.05.18 | Achilchdiin horoolol | Elect.op
250 | HJ-72-103 | ER(M)-High Voltage Cable¦Hothon Camp-2 YJLV 10 kV\3x120 L=320m | HJ701 | High Voltage Cable¦10kV | 30.05.18 | Hothon10kV HVC Camp2 | Elect.op
251 | HJ-72-104 | ER(M)-High Voltage Cable¦Hothon Tetsii horoolol-1 ¦YJLV 10kV/3x240 L=520 | HJ701 | High Voltage Cable¦10kV | 30.05.18 | Tetsii horoolol-1 | Elect.op
252 | HJ-72-105 | WS-High Voltage Cable¦Hothon Tetsii horoolol-2 ¦YJLV 10kV/3x240 L=520 | HJ701 | High Voltage Cable¦10kV | 30.05.18 | Tetsii horoolol-2 | Elect.op
253 | HJ-71-103 | ER(M)-High Voltage Cable¦Shuuruuleh AAБлУ-3х120\10кВL=83m | HJ701 | High Voltage Cable¦10kV | 30.05.18 | Shuuruuleh | Elect.op
254 | HJ-71-102 | ER(M)-High Voltage Cable¦Shuuruuleh YJLV 10kV\3x120L=250m | HJ701 | High Voltage Cable¦10kV | 30.05.18 | Shuuruuleh | Elect.op
255 | BM-72-012 | Breaker¦Khothon¦Breaker-2¦T-2 Шин.С | BM702 | Breaker¦Breaker | 10.05.06 | Khothon SubS35kV SR | Elect.op
256 | BM-72-013 | Breaker¦Khothon¦Breaker-3¦ХT-1 Шин.С | BM702 | Breaker¦Breaker | 10.05.06 | Khothon SubS35kV SR | Elect.op
257 | BM-72-014 | Breaker¦Khothon¦Breaker-4¦ХT-2 Шин.С | BM702 | Breaker¦Breaker | 10.05.06 | Khothon SubS35kV SR | Elect.op
258 | BM-72-015 | Breaker¦Khothon¦Breaker-5¦С.С-1 | BM702 | Breaker¦Breaker | 10.05.06 | Khothon SubS35kV SR | Elect.op
259 | BM-72-016 | Breaker¦Khothon¦Breaker-6¦С.С-2 | BM702 | Breaker¦Breaker | 10.05.06 | Khothon SubS35kV SR | Elect.op
260 | BM-72-017 | Breaker¦Khothon¦Breaker-7Хотхон-А Шу.С | BM702 | Breaker¦Breaker | 10.05.06 | Khothon SubS35kV SR | Elect.op
261 | BM-72-018 | Breaker¦Khothon¦Breaker-8¦Хотхон-Б Шу.С | BM702 | Breaker¦Breaker | 10.05.06 | Khothon SubS35kV SR | Elect.op
262 | BM-72-101 | Breaker¦Khothon¦Feeder-1 Breaker Service Transformer 1 | BM702 | Breaker¦Breaker | 10.05.06 | Khothon SubS10kV SR | Elect.op
263 | BM-72-110 | Breaker¦Khothon¦Feeder-10 Vacuum Breaker Bus Coupler | BM701 | Breaker¦Vacuum Breaker | 10.05.06 | Khothon SubS10kV SR | Elect.op
264 | DA-76-011 | Engine¦UHG substation¦DG1-1 | DA701 | Engine¦Diesel engine¦20V4000G23 | 10.02.03 | UHG SubSt DieselSt-1 | Elect.op
265 | DA-76-012 | Engine¦UHG substation¦DG1-2 | DA701 | Engine¦Diesel engine¦20V4000G23 | 10.02.03 | UHG SubSt DieselSt-1 | Elect.op
266 | WP-65-010 | TTA-Water pump¦ TT airport¦Boiler make-up water pump 1 | WP602 | Water pump¦Water make-up pump | 10.10.17 | TTA Boiler House | HSD
267 | SG-34-001 | Server¦control server¦boiler¦FDJZ62S | SG301 | Server¦control server | 80.06.01 | Control Station | Elect.op
268 | SG-34-002 | Server¦control server¦turbin¦H84N62S | SG301 | Server¦control server | 80.06.01 | Control Station | Elect.op
269 | BC-14-100 | Belt Conveyor¦Power Plant¦Belt Conveyor 1 | BC101 | Belt conveyor¦TD75 | 80.10.01 | Coal handle system | Coal.handl
270 | BC-14-200 | Belt Conveyor¦Power Plant¦Belt Conveyor 2 | BC101 | Belt conveyor¦TD75 | 80.10.01 | Coal handle system | Coal.handl
271 | BC-14-300 | Belt Conveyor¦Power Plant¦Belt Conveyor 3 | BC101 | Belt conveyor¦TD75 | 80.10.01 | Boiler house¦22m | Coal.handl
272 | PP-26-300 | Pump¦Feed water pump 3 | PP205 | Pump¦Feed water pump¦Pump: DG46-50×12 Motor: YVF315M-2 | 30.02.20 | Power plant TurHouse | Turbine.op
273 | PP-26-400 | Pump¦Feed water pump 4 | PP205 | Pump¦Feed water pump¦Pump: DG46-50×12 Motor: YVF315M-2 | 30.02.20 | Power plant TurHouse | Turbine.op
274 | PP-26-200 | Pump¦Feed water pump 2 | PP205 | Pump¦Feed water pump¦Pump: DG46-50×12 Motor: YVF315M-2 | 30.02.20 | Power plant TurHouse | Turbine.op
275 | PP-26-100 | Pump¦Feed water pump 1 | PP205 | Pump¦Feed water pump¦Pump: DG46-50×12 Motor: YVF315M-2 | 30.02.20 | Power plant TurHouse | Turbine.op
276 | LP-23-230 | Lubricating Pump¦Emergency Oil Pump 3 | LP202 | Lubricating Pump¦Auxiliary Oil Pump¦80YL-100 | 30.02.99 | Oil supply system 3 | Turbine.op
277 | LP-23-220 | Lubricating Pump¦Emergency Oil Pump 2 | LP202 | Lubricating Pump¦Auxiliary Oil Pump¦80YL-100 | 30.02.99 | Oil supply system 2 | Turbine.op
278 | HX-61-100 | ERT-Heat excanger¦ERT¦Heating water | HX601 | Heat Exchanger¦Heatihg water | 80.01.19 | ERT Boiler House | HSD
279 | HX-64-100 | ER(M)-Heat Exchanger¦Gallerei¦Heatihg water | HX601 | Heat Exchanger¦Heatihg water | 80.01.19 | Gallery Boiler House | HSD
280 | TF-75-033 | ER(M)-Transformer¦Power transformer¦KTPN-33¦400kVA | TF703 | Transformer¦Power Transformer 10/04 kV | 30.05.09 | Uurhachin horoolol | Elect.op
281 | TF-75-028 | WS-Transformer¦Power transformer¦KTPN-28¦63kVA | TF703 | Transformer¦Power Transformer 10/04 kV | 30.05.09 | Water supply/Naimdai | Elect.op
282 | TF-75-038 | ER(M)-Transformer¦Power transformer¦KTPN-38¦100kVA | TF703 | Transformer¦Power Transformer 10/04 kV | 30.05.09 | Mining shuuruuleh | Elect.op
283 | TF-75-027 | WS-Transformer¦Power transformer¦KTPN-27¦40kVA | TF703 | Transformer¦Power Transformer 10/04 kV | 30.05.09 | Water supply/Naimdai | Elect.op
284 | TF-75-029 | WS-Transformer¦Power transformer¦KTPN-29¦63kVA | TF703 | Transformer¦Power Transformer 10/04 kV | 30.05.09 | Water supply/Naimdai | Elect.op
285 | TF-75-039 | ER(M)-Transformer¦Power transformer¦KTPN-39100kVA | TF703 | Transformer¦Power Transformer 10/04 kV | 30.05.09 | Mining shuuruuleh | Elect.op
286 | TF-75-031 | ER(M)-Transformer¦Power transformer¦KTPN-31¦250kVA | TF703 | Transformer¦Power Transformer 10/04 kV | 30.05.09 | TT Airport | Elect.op
287 | PP-54-220 | Pump¦Power plant main building 12m¦Make up water pump 2 | PP506 | Pump¦Heating system¦Make up water pump | 40.01.99 | PowerPlant Build 12m | Main.cent
288 | CN-56-030 | Crane/Hoist¦Power Plant¦Main Building¦Belt conveyor 3 | CN502 | Crane/Hoist¦Electric Hoist¦CD11-30D | 50.01.07 | Conveyor 3 house22m | Main.cent
289 | CN-56-020 | Crane/Hoist¦Power Plant¦Main Building¦Boiler 22m | CN502 | Crane/Hoist¦Electric Hoist¦CD11-30D | 50.01.07 | Boiler shop 26m | Main.cent
290 | CN-56-120 | Crane/Hoist¦Power Plant¦ESP 2 | CN504 | Crane/Hoist¦Electric Hoist¦CD12 | 50.01.07 | ESP 2 /ElectPrecipi/ | Main.cent
291 | CN-56-130 | Crane/Hoist¦Power Plant¦ESP 3 | CN504 | Crane/Hoist¦Electric Hoist¦CD12 | 50.01.07 | ESP 3 /ElectPrecipi/ | Main.cent
292 | CN-56-100 | Crane/Hoist¦Power Plant¦Hummer crusher house | CN505 | Crane/Hoist¦Manual Hoist¦5tn | 50.01.07 | Hummer crusher house | Main.cent
293 | CN-56-070 | Crane/Hoist¦Power Plant¦Boiler 2¦3m | CN506 | Crane/Hoist¦Manual Hoist¦3tn | 50.01.07 | Bolier 23m | Main.cent
294 | CN-56-040 | Crane/Hoist¦Power Plant¦ID Fan house | CN507 | Crane/Hoist¦Manual Hoist¦2tn | 50.01.07 | Fan house | Main.cent
295 | CN-56-050 | Crane/Hoist¦Power Plant¦Pump station | CN507 | Crane/Hoist¦Manual Hoist¦2tn | 50.01.07 | Pump station | Main.cent
296 | CN-56-060 | Crane/Hoist¦Power Plant¦Boiler 1¦3m | CN506 | Crane/Hoist¦Manual Hoist¦3tn | 50.01.07 | Bolier 13m | Main.cent
297 | CN-56-080 | Crane/Hoist¦Power Plant¦Boiler 3¦3m | CN506 | Crane/Hoist¦Manual Hoist¦3tn | 50.01.07 | Bolier 33m | Main.cent
298 | PP-54-120 | Pump¦Power plant main building 12m¦Make up water pump 1 | PP506 | Pump¦Heating system¦Make up water pump | 40.01.99 | PowerPlant Build 12m | Main.cent
299 | PP-26-500 | Pump¦High pressure drain tank pump 1 | PP206 | Pump¦High pressure drain tank pump¦R50-1601 | 30.02.13 | Power plant TurHouse | Turbine.op
300 | PP-26-600 | Pump¦High pressure drain tank pump 2 | PP206 | Pump¦High pressure drain tank pump¦R50-1601 | 30.02.13 | Power plant TurHouse | Turbine.op
301 | PP-25-100 | Pump¦Cooling water pump 1 | PP204 | Pump¦Cooling water pump¦SLS 200-400GCMotor:Y2-225S-4 | 30.02.99 | Power plant TurHouse | Turbine.op
302 | PP-25-200 | Pump¦Cooling water pump 2 | PP204 | Pump¦Cooling water pump¦SLS 200-400GCMotor:Y2-225S-4 | 30.02.99 | Power plant TurHouse | Turbine.op
303 | PP-53-110 | Pump¦Pump station¦Domestic tap water pump 1 | PP503 | Pump¦Domestic tap water pump | 40.01.99 | Pump station | Main.cent
304 | PP-53-120 | Pump¦Pump station¦Domestic tap water pump 2 | PP503 | Pump¦Domestic tap water pump | 40.01.99 | Pump station | Main.cent
305 | PP-52-110 | Pump¦Pump station¦Firefighting water main pump 1 | PP501 | Pump¦Firefighting water main pump | 40.01.99 | Pump station | Main.cent
306 | PP-53-130 | Pump¦Pump station¦Pit Drainage Pump | PP504 | Pump¦Pit Drainage Pump | 40.01.99 | Pump station | Main.cent
307 | PP-52-120 | Pump¦Pump station¦Firefighting water main pump 2 | PP501 | Pump¦Firefighting water main pump | 40.01.99 | Pump station | Main.cent
308 | PP-25-300 | Pump¦Cooling water pump 3 | PP204 | Pump¦Cooling water pump¦SLS 200-400GCMotor:Y2-225S-4 | 30.02.99 | Power plant TurHouse | Turbine.op
309 | PP-15-300 | Pump¦40m³ LDO storage tank¦Fuel pump1 | PP101 | Pump¦Fuel | 40.01.99 | Boiler house¦Outside | Boiler.op
310 | PP-15-400 | Pump¦40m³ LDO storage tank¦Fuel pump2 | PP101 | Pump¦Fuel | 40.01.99 | Boiler house¦Outside | Boiler.op
311 | PP-15-100 | Pump¦Ignition oil tank¦Fuel pump 1 | PP101 | Pump¦Fuel | 40.01.99 | Boiler house¦0m | Boiler.op
312 | PP-15-200 | Pump¦Ignition oil tank¦Fuel pump 2 | PP101 | Pump¦Fuel | 40.01.99 | Boiler house¦0m | Boiler.op
313 | IC-56-000 | Overhead Crane¦Turbine shop¦18m | IC501 | Overhead Crane¦16T | 50.01.07 | Turbine shop | Main.cent
314 | KR-51-040 | Drilling and Milling¦Maintenance center¦Shaping machine | KR504 | Drilling and Milling¦Shaping machine | 80.15.99 | Workshop | Main.cent
315 | TF-75-036 | ER(M)-Transformer¦Power transformer¦KTPN-36¦30kVA | TF703 | Transformer¦Power Transformer 10/04 kV | 30.05.09 | Mining simulator | Elect.op
316 | TF-75-041 | ER(M)-Transformer¦Power transformer¦KTPN-41¦100kVA | TF703 | Transformer¦Power Transformer 10/04 kV | 30.05.09 | Mining shuuruuleh | Elect.op
317 | TF-75-025 | WS-Transformer¦Power transformer¦KTPN-25¦100kVA | TF703 | Transformer¦Power Transformer 10/04 kV | 30.05.09 | Water supply/Naimdai | Elect.op
318 | FB-13-400 | Centrifugal fan¦Boiler 3¦Roots fan 1 | FB101 | Centrifugal fan¦Boiler¦HX-35/3.82-450 | 80.11.01 | Boiler#3¦BoilerH 0m | Boiler.op
319 | FB-11-400 | Centrifugal fan¦Boiler 1¦Roots fan 1 | FB101 | Centrifugal fan¦Boiler¦HX-35/3.82-450 | 80.11.01 | Boiler#1¦BoilerH 0m | Boiler.op
320 | FB-12-500 | Centrifugal fan¦Boiler 2¦Roots fan 2 | FB101 | Centrifugal fan¦Boiler¦HX-35/3.82-450 | 80.11.01 | Boiler#2¦BoilerH 0m | Boiler.op
321 | FB-11-500 | Centrifugal fan¦Boiler 1¦Roots fan 2 | FB101 | Centrifugal fan¦Boiler¦HX-35/3.82-450 | 80.11.01 | Boiler#1¦BoilerH 0m | Boiler.op
322 | FB-13-500 | Centrifugal fan¦Boiler 3¦Roots fan 2 | FB101 | Centrifugal fan¦Boiler¦HX-35/3.82-450 | 80.11.01 | Boiler#3¦BoilerH 0m | Boiler.op
323 | FB-12-400 | Centrifugal fan¦Boiler 2¦Roots fan 1 | FB101 | Centrifugal fan¦Boiler¦HX-35/3.82-450 | 80.11.01 | Boiler#2¦BoilerH 0m | Boiler.op
324 | BM-73-003 | WS-Breaker¦WS substation¦Vacuum breaker-3¦Өргөх-1 | BM701 | Breaker¦Vacuum Breaker | 10.05.06 | WS substation | Elect.op
325 | BM-73-010 | WS-Breaker¦WS substation¦Vacuum breaker-10¦Худгийн-А | BM701 | Breaker¦Vacuum Breaker | 10.05.06 | WS substation | Elect.op
326 | BM-73-004 | WS-Breaker¦WS substation¦Vacuum breaker-4¦Худгийн-А | BM701 | Breaker¦Vacuum Breaker | 10.05.06 | WS substation | Elect.op
327 | BM-73-002 | WS-Breaker¦WS substation¦Vacuum breaker-2¦Spear | BM701 | Breaker¦Vacuum Breaker | 10.05.06 | WS substation | Elect.op
328 | BM-73-009 | WS-Breaker¦WS substation¦Vacuum breaker-9¦Худгийн-В | BM701 | Breaker¦Vacuum Breaker | 10.05.06 | WS substation | Elect.op
329 | BM-73-012 | WS-Breaker¦WS substation¦Vacuum breaker-12¦Spear | BM701 | Breaker¦Vacuum Breaker | 10.05.06 | WS substation | Elect.op
330 | BM-73-011 | WS-Breaker¦WS substation¦Vacuum breaker-11¦Өргөх-2 | BM701 | Breaker¦Vacuum Breaker | 10.05.06 | WS substation | Elect.op
331 | BM-73-005 | WS-Breaker¦WS substation¦Vacuum breaker-5¦Оролт-1 | BM701 | Breaker¦Vacuum Breaker | 10.05.06 | WS substation | Elect.op
332 | BM-73-008 | WS-Breaker¦WS substation¦Vacuum breaker-8¦Оролт-2 | BM701 | Breaker¦Vacuum Breaker | 10.05.06 | WS substation | Elect.op
333 | BM-73-006 | WS-Breaker¦WS substation¦Vacuum breaker-6¦СХТ | BM701 | Breaker¦Vacuum Breaker | 10.05.06 | WS substation | Elect.op
334 | CN-56-090 | Crane/Hoist¦Power Plant¦Main Building¦Belt conveyor 3 | CN505 | Crane/Hoist¦Manual Hoist¦5tn | 50.01.07 | Conveyor 3 house22m | Main.cent
335 | WP-62-001 | ER(M)-Water pump¦Mining¦Hot water pump 1 | WP604 | Water pump¦Hot water pump | 10.10.17 | Mining Boiler House | HSD
336 | WP-62-410 | ER(M)-Water pump¦Mining¦Heating water pump 1 | WP603 | Water pump¦Heating water pump | 10.10.17 | Mining Boiler House | HSD
337 | WP-62-420 | ER(M)-Water pump¦Mining¦Heating water pump 2 | WP603 | Water pump¦Heating water pump | 10.10.17 | Mining Boiler House | HSD
338 | HE-37-282 | Switchgear¦ Compressor¦feeding panel 1 | HE305 | Switchgear¦motor control center5 | 30.05.15 | MotorControl Center7 | Elect.op
339 | HE-37-281 | Switchgear¦ house pump¦feeding panel 1 | HE305 | Switchgear¦motor control center5 | 30.05.15 | MotorControl Center6 | Elect.op
340 | FP-63-100 | ER(M)-Centrifugal fan¦Tsetsii¦FD fan 1 | FP601 | Centrifugal fan¦FD fan | 80.11.01 | Tsetsii Boiler house | HSD
341 | FP-63-200 | ER(M)-Centrifugal fan¦Tsetsii¦FD fan 2 | FP601 | Centrifugal fan¦FD fan | 80.11.01 | Tsetsii Boiler house | HSD
342 | FP-63-010 | ER(M)-Centrifugal fan¦Tsetsii¦ID fan 1 | FP602 | Centrifugal fan¦ID fan | 80.11.01 | Tsetsii Boiler house | HSD
343 | FP-63-020 | ER(M)-Centrifugal fan¦Tsetsii¦ID fan 2 | FP602 | Centrifugal fan¦ID fan | 80.11.01 | Tsetsii Boiler house | HSD
344 | CY-61-100 | Cyclone¦ERT¦Boiler 1 | CY601 | Cyclone¦boiler | 20.02.12 | ERT Boiler House | HSD
345 | PP-24-420 | Pump¦ACC cleaning water pump 2 | PP203 | Pump¦ACC cleaning water pump¦Pump:CM-2A/G Motor:Y2-225S-4 | 30.02.28 | Annex 1 | Turbine.op
346 | PP-24-410 | Pump¦ACC cleaning water pump 1 | PP203 | Pump¦ACC cleaning water pump¦Pump:CM-2A/G Motor:Y2-225S-4 | 30.02.28 | Annex 1 | Turbine.op
347 | FP-61-010 | Centrifugal fan¦ERT¦ID fan 1 | FP602 | Centrifugal fan¦ID fan | 80.11.01 | ERT Boiler House | HSD
348 | FP-61-020 | Centrifugal fan¦ERT¦ID fan 2 | FP602 | Centrifugal fan¦ID fan | 80.11.01 | ERT Boiler House | HSD
349 | FP-61-200 | ERT-Centrifugal fan¦ERT¦FD fan 2 | FP601 | Centrifugal fan¦FD fan | 80.11.01 | ERT Boiler House | HSD
350 | HX-54-200 | Heat Exchanger¦¦Power plant heating system¦Heat Exchanger 2 | HX501 | Heat Exchanger¦Heat Exchanger unit | 80.01.19 | PowerPlant Build 12m | Main.cent
351 | HE-37-277 | Switchgear¦heating control panel 1 | HE302 | Switchgear¦motor control center2 | 30.05.15 | MotorControl Center2 | Elect.op
352 | HE-37-278 | Switchgear¦heating control panel 2 | HE302 | Switchgear¦motor control center2 | 30.05.15 | MotorControl Center2 | Elect.op
353 | AC-33-001 | Air Compressor¦Power Plant¦Air Compressor 1 | AC301 | Air Compressor¦JFD55-0125 | 20.03.21 | House pump | Elect.op
354 | AC-33-003 | Air Compressor¦Power Plant¦Air Compressor 3 | AC301 | Air Compressor¦JFD55-0125 | 20.03.21 | House pump | Elect.op
355 | AC-33-002 | Air Compressor¦Power Plant¦Air Compressor 2 | AC301 | Air Compressor¦JFD55-0125 | 20.03.21 | House pump | Elect.op
356 | HE-37-101 | Switchgear¦Distribution panel 0-1 | HE301 | Switchgear¦motor control center1 | 30.05.15 | MotorControl Center2 | Elect.op
357 | HE-37-102 | Switchgear¦Distribution panel 0-2 | HE301 | Switchgear¦motor control center1 | 30.05.15 | MotorControl Center2 | Elect.op
358 | HE-37-103 | Switchgear¦Distribution panel 0-3 | HE301 | Switchgear¦motor control center1 | 30.05.15 | MotorControl Center2 | Elect.op
359 | HE-37-104 | Switchgear¦Distribution panel 0-4 | HE301 | Switchgear¦motor control center1 | 30.05.15 | MotorControl Center2 | Elect.op
360 | HE-37-105 | Switchgear¦Distribution panel 0-5 | HE301 | Switchgear¦motor control center1 | 30.05.15 | MotorControl Center2 | Elect.op
361 | HE-37-106 | Switchgear¦Distribution panel 0-6 | HE301 | Switchgear¦motor control center1 | 30.05.15 | MotorControl Center2 | Elect.op
362 | HE-37-111 | Switchgear¦Distribution panel 1-1 | HE301 | Switchgear¦motor control center1 | 30.05.15 | MotorControl Center2 | Elect.op
363 | HE-37-112 | Switchgear¦Distribution panel 1-2 | HE301 | Switchgear¦motor control center1 | 30.05.15 | MotorControl Center2 | Elect.op
364 | HE-37-113 | Switchgear¦Distribution panel 1-3 | HE301 | Switchgear¦motor control center1 | 30.05.15 | MotorControl Center2 | Elect.op
365 | HE-37-114 | Switchgear¦Distribution panel 1-4 | HE301 | Switchgear¦motor control center1 | 30.05.15 | MotorControl Center2 | Elect.op
366 | HE-37-115 | Switchgear¦Distribution panel 1-5 | HE301 | Switchgear¦motor control center1 | 30.05.15 | MotorControl Center2 | Elect.op
367 | HE-37-116 | Switchgear¦Distribution panel 1-6 | HE301 | Switchgear¦motor control center1 | 30.05.15 | MotorControl Center2 | Elect.op
368 | HE-37-117 | Switchgear¦Distribution panel 1-7 | HE301 | Switchgear¦motor control center1 | 30.05.15 | MotorControl Center2 | Elect.op
369 | HE-37-121 | Switchgear¦Distribution panel 2-1 | HE301 | Switchgear¦motor control center1 | 30.05.15 | MotorControl Center2 | Elect.op
370 | HE-37-122 | Switchgear¦Distribution panel 2-2 | HE301 | Switchgear¦motor control center1 | 30.05.15 | MotorControl Center2 | Elect.op
371 | HE-37-123 | Switchgear¦Distribution panel 2-3 | HE301 | Switchgear¦motor control center1 | 30.05.15 | MotorControl Center2 | Elect.op
372 | HE-37-124 | Switchgear¦Distribution panel 2-4 | HE301 | Switchgear¦motor control center1 | 30.05.15 | MotorControl Center2 | Elect.op
373 | HE-37-125 | Switchgear¦Distribution panel 2-5 | HE301 | Switchgear¦motor control center1 | 30.05.15 | MotorControl Center2 | Elect.op
374 | HE-37-126 | Switchgear¦Distribution panel 2-6 | HE301 | Switchgear¦motor control center1 | 30.05.15 | MotorControl Center2 | Elect.op
375 | HE-37-127 | Switchgear¦Distribution panel 2-7 | HE301 | Switchgear¦motor control center1 | 30.05.15 | MotorControl Center2 | Elect.op
376 | HE-37-131 | Switchgear¦Distribution panel 3-1 | HE301 | Switchgear¦motor control center1 | 30.05.15 | MotorControl Center2 | Elect.op
377 | HE-37-132 | Switchgear¦Distribution panel 3-2 | HE301 | Switchgear¦motor control center1 | 30.05.15 | MotorControl Center2 | Elect.op
378 | HE-37-133 | Switchgear¦Distribution panel 3-3 | HE301 | Switchgear¦motor control center1 | 30.05.15 | MotorControl Center2 | Elect.op
379 | HE-37-134 | Switchgear¦Distribution panel 3-4 | HE301 | Switchgear¦motor control center1 | 30.05.15 | MotorControl Center2 | Elect.op
380 | HE-37-135 | Switchgear¦Distribution panel 3-5 | HE301 | Switchgear¦motor control center1 | 30.05.15 | MotorControl Center2 | Elect.op
381 | HE-37-136 | Switchgear¦Distribution panel 3-6 | HE301 | Switchgear¦motor control center1 | 30.05.15 | MotorControl Center2 | Elect.op
382 | HE-37-137 | Switchgear¦Distribution panel 3-7 | HE301 | Switchgear¦motor control center1 | 30.05.15 | MotorControl Center2 | Elect.op
383 | HE-37-241 | Switchgear¦Distribution panel 4-1 | HE302 | Switchgear¦motor control center2 | 30.05.15 | MotorControl Center2 | Elect.op
384 | HE-37-242 | Switchgear¦Distribution panel 4-2 | HE302 | Switchgear¦motor control center2 | 30.05.15 | MotorControl Center2 | Elect.op
385 | GE-76-111 | Generator¦Diesel generator¦UHG substation¦Portable¦DG 4 | GE711 | Generator¦Diesel generator¦GSW110 | 30.05.24 | Transportab.DieselSt | Elect.op
386 | HE-37-255 | Switchgear¦Invertor¦ID fan1 | HE302 | Switchgear¦motor control center2 | 30.05.15 | MotorControl Center2 | Elect.op
387 | HE-37-256 | Switchgear¦Invertor¦ID fan2 | HE302 | Switchgear¦motor control center2 | 30.05.15 | MotorControl Center2 | Elect.op
388 | HE-37-257 | Switchgear¦Invertor¦ID fan3 | HE302 | Switchgear¦motor control center2 | 30.05.15 | MotorControl Center2 | Elect.op
389 | HE-37-258 | Switchgear¦Invertor¦PA fan1 | HE302 | Switchgear¦motor control center2 | 30.05.15 | MotorControl Center2 | Elect.op
390 | HE-37-259 | Switchgear¦Invertor¦PA fan2 | HE302 | Switchgear¦motor control center2 | 30.05.15 | MotorControl Center2 | Elect.op
391 | HE-37-260 | Switchgear¦Invertor¦PA fan3 | HE302 | Switchgear¦motor control center2 | 30.05.15 | MotorControl Center2 | Elect.op
392 | HE-37-261 | Switchgear¦Invertor¦SA fan1 | HE302 | Switchgear¦motor control center2 | 30.05.15 | MotorControl Center2 | Elect.op
393 | TF-75-018 | WS-Transformer¦Power transformer¦KTPN-18¦630kVA | TF703 | Transformer¦Power Transformer 10/04 kV | 30.05.09 | Water supply/Naimdai | Elect.op
394 | TF-75-011 | ER(M)-Transformer¦Power transformer¦KTPN-11¦400kVA | TF703 | Transformer¦Power Transformer 10/04 kV | 30.05.09 | PP camp | Elect.op
395 | NT-67-100 | TG-Pressure Tank¦TG¦Boiler system 1 | NT601 | Pressure Tank¦Heating system | 80.01.04 | TG Boiler House | HSD
396 | PP-52-210 | Pump¦Boiler shop¦Firefighting water pressure pump 1 | PP502 | Pump¦Firefighting water pressure pump | 40.01.99 | Pump station | Main.cent
397 | PP-52-220 | Pump¦Boiler shop¦Firefighting water pressure pump 2 | PP502 | Pump¦Firefighting water pressure pump | 40.01.99 | Pump station | Main.cent
398 | TF-75-032 | ER(M)-Transformer¦Power transformer¦KTPN-32¦250kVA | TF703 | Transformer¦Power Transformer 10/04 kV | 30.05.09 | Uurhachin horoolol | Elect.op
399 | LP-23-210 | Lubricating Pump¦Emergency Oil Pump 1 | LP202 | Lubricating Pump¦Auxiliary Oil Pump¦80YL-100 | 30.02.99 | Oil supply system 1 | Turbine.op
400 | TF-73-019 | WS-Transformer¦WS Substation¦Potential Transformer-2¦35kV A phase | TF705 | Transformer¦Potential transformer | 30.05.10 | WS SubSt 2 A phase | Elect.op
401 | TF-73-017 | WS-Transformer¦WS Substation¦Potential Transformer-1¦35kV B phase | TF705 | Transformer¦Potential transformer | 30.05.10 | WS SubSt 1 B phase | Elect.op
402 | TF-73-018 | WS-Transformer¦WS Substation¦Potential Transformer-1¦35kV C phase | TF705 | Transformer¦Potential transformer | 30.05.10 | WS SubSt 1 C phase | Elect.op
403 | TF-73-021 | WS-Transformer¦WS Substation¦Potential Transformer-2¦35kV C phase | TF705 | Transformer¦Potential transformer | 30.05.10 | WS SubSt 2 C phase | Elect.op
404 | TF-73-016 | WS-Transformer¦WS Substation¦Potential Transformer-1¦35kV A phase | TF705 | Transformer¦Potential transformer | 30.05.10 | WS SubSt 1 A phase | Elect.op
405 | TF-73-020 | WS-Transformer¦WS Substation¦Potential Transformer-2¦35kV B phase | TF705 | Transformer¦Potential transformer | 30.05.10 | WS SubSt 2 B phase | Elect.op
406 | TF-73-026 | WS-Transformer¦WS Substation¦Current Transformer-2¦35kV B phase | TF704 | Transformer¦WS Substation | 30.05.09 | WS SubSt 2 B phase | Elect.op
407 | TF-73-027 | WS-Transformer¦WS Substation¦Current Transformer-2¦35kV C phase | TF704 | Transformer¦WS Substation | 30.05.09 | WS SubSt 2 C phase | Elect.op
408 | TF-73-025 | WS-Transformer¦WS Substation¦Current Transformer-2¦35kV A phase | TF704 | Transformer¦WS Substation | 30.05.09 | WS SubSt 2 A phase | Elect.op
409 | KR-51-010 | Drilling and Milling¦Maintenance center¦Radial drilling machine | KR501 | Drilling and Milling¦Radial drilling machine | 10.06.01 | Workshop | Main.cent
410 | FB-11-200 | Centrifugal fan¦Boiler 1¦PA fan | FB101 | Centrifugal fan¦Boiler¦HX-35/3.82-450 | 80.11.01 | Boiler#1¦BoilerH 0m | Boiler.op
411 | FB-13-200 | Centrifugal fan¦Boiler 3¦PA fan | FB101 | Centrifugal fan¦Boiler¦HX-35/3.82-450 | 80.11.01 | Boiler#3¦BoilerH 0m | Boiler.op
412 | FB-12-200 | Centrifugal fan¦Boiler 2¦PA fan | FB101 | Centrifugal fan¦Boiler¦HX-35/3.82-450 | 80.11.01 | Boiler#2¦BoilerH 0m | Boiler.op
413 | KR-51-030 | Drilling and Milling¦Maintenance center¦Lathe machine | KR503 | Drilling and Milling¦Lathe machine | 80.15.99 | Workshop | Main.cent
414 | UC-61-100 | ERT-Feeder¦ERT ¦Coal feeder | UC601 | Feeder¦Coal feeder | 20.03.10 | ERT Boiler House | HSD
415 | HE-71-501 | Switchgear¦UHG Substation¦Comunication panel¦Control room | HE705 | Switchgear¦Comunication panel | 30.06.05 | UHG SubSt ContrlRoom | Elect.op
416 | HE-71-502 | Switchgear¦UHG Substation¦Comunication panel¦DC room | HE705 | Switchgear¦Comunication panel | 30.06.05 | UHG SubSt DC room | Elect.op
417 | HE-71-201 | Switchgear¦UHG Substation¦DC panel Section 1 | HE702 | Switchgear¦DC panel | 30.06.05 | UHG SubSt DC room | Elect.op
418 | HE-71-202 | Switchgear¦UHG Substation¦DC panel Section 2 | HE702 | Switchgear¦DC panel | 30.06.05 | UHG SubSt DC room | Elect.op
419 | HE-71-101 | Switchgear¦UHG Substation¦Service panel Section 1 | HE701 | Switchgear¦service panel | 30.06.05 | UHG SubSt ContrlRoom | Elect.op
420 | HE-71-102 | Switchgear¦UHG Substation¦Service panel Section 2 | HE701 | Switchgear¦service panel | 30.06.05 | UHG SubSt ContrlRoom | Elect.op
421 | HE-71-401 | Switchgear¦UHG Substation¦Signal panel | HE704 | Switchgear¦Signal panel | 30.06.05 | UHG SubSt ContrlRoom | Elect.op
422 | HE-71-301 | Switchgear¦UHG Substation¦Tranformer panel T1 | HE703 | Switchgear¦Transformer panel | 30.06.05 | UHG SubSt ContrlRoom | Elect.op
423 | HE-71-302 | Switchgear¦UHG Substation¦Tranformer panel T2 | HE703 | Switchgear¦Transformer panel | 30.06.05 | UHG SubSt ContrlRoom | Elect.op
424 | TK-65-100 | TTA-Tank¦ TT airport¦Boiler make-up water tank | TK601 | Tank¦Boiler make-up water tank | 40.03.04 | TTA Boiler House | HSD
425 | TK-26-400 | Tank¦Condensate tank | TK206 | Tank¦Condensate tank | 30.02.10 | PowerPlant BoiHou 6m | Turbine.op
426 | TK-25-100 | Tank¦Cooling water system Phosphate dosing tank | TK204 | Tank¦Cooling water system Phosphate dosing tank¦JY-1/2-0.5/7.0 | 30.02.99 | Power plant TurHouse | Turbine.op
427 | WP-63-410 | ER(M)-Water pump¦Tsetsii¦Heating water pump 1 | WP603 | Water pump¦Heating water pump | 10.10.17 | Tsetsii Boiler house | HSD
428 | JB-24-100 | Steam Ejector¦Steam Ejector 1 | JB201 | Steam Ejector¦C-3615-7 | 30.02.99 | Annex 1 | Turbine.op
429 | JB-24-200 | Steam Ejector¦Steam Ejector 2 | JB201 | Steam Ejector¦C-3615-7 | 30.02.99 | Annex 2 | Turbine.op
430 | JB-24-300 | Steam Ejector¦Steam Ejector 3 | JB201 | Steam Ejector¦C-3615-7 | 30.02.99 | Annex 2 | Turbine.op
431 | HX-63-110 | ER(M)-Heat Excanger¦ Tsetsii¦ Heatihg water1 | HX601 | Heat Exchanger¦Heatihg water | 80.01.19 | Tsetsii Boiler house | HSD
432 | HX-63-210 | ER(M)-Heat Exchanger¦ Tsetsii¦Domestic hot water 1 | HX602 | Heat Exchanger¦Domestic hot water | 80.01.19 | Tsetsii Boiler house | HSD
433 | WP-64-010 | ER(M)-Water pump¦Gallerei¦Boiler make-up water pump 1 | WP602 | Water pump¦Water make-up pump | 10.10.17 | Gallery Boiler House | HSD
434 | WP-64-020 | ER(M)-Water pump¦Gallerei¦Boiler make-up water pump 2 | WP602 | Water pump¦Water make-up pump | 10.10.17 | Gallery Boiler House | HSD
435 | WP-63-020 | Water pump¦Tsetsii¦Boiler make-up water pump 2 | WP602 | Water pump¦Water make-up pump | 10.10.17 | Tsetsii Boiler house | HSD
436 | HX-62-100 | ER(M)-Heat excanger¦ Mining¦ Heatihg water | HX601 | Heat Exchanger¦Heatihg water | 80.01.19 | Mining Boiler House | HSD
437 | FP-62-100 | ER(M)-Centrifugal fan¦Mining¦FD fan 1 | FP601 | Centrifugal fan¦FD fan | 80.11.01 | Mining Boiler House | HSD
438 | FP-62-200 | ER(M)-Centrifugal fan¦Mining¦FD fan 2 | FP601 | Centrifugal fan¦FD fan | 80.11.01 | Mining Boiler House | HSD
439 | WP-62-010 | Water pump¦Mining¦Boiler make-up water pump 1 | WP602 | Water pump¦Water make-up pump | 10.10.17 | Mining Boiler House | HSD
440 | WP-62-020 | Water pump¦Mining¦Boiler make-up water pump 2¦Willo | WP602 | Water pump¦Water make-up pump | 10.10.17 | Mining Boiler House | HSD
441 | BM-73-021 | WS-Breaker¦WS substation¦Breaker-6¦С.С-2 | BM702 | Breaker¦Breaker | 10.05.06 | WS substation | Elect.op
442 | FE-71-117 | Feeder¦UHG Substation¦10kV Cubicle-16-2¦Mining | FE701 | Feeder¦Substation¦10kV | 20.03.10 | UHG SubSt10kV Switch | Elect.op
443 | FE-71-118 | Feeder¦UHG Substation¦10kV Cubicle-16-3¦Mining | FE701 | Feeder¦Substation¦10kV | 20.03.10 | UHG SubSt10kV Switch | Elect.op
444 | FE-71-119 | Feeder¦UHG Substation¦10kV Cubicle-17-1¦Provision | FE701 | Feeder¦Substation¦10kV | 20.03.10 | UHG SubSt10kV Switch | Elect.op
445 | FE-71-120 | Feeder¦UHG Substation¦10kV Cubicle-17-2¦Provision | FE701 | Feeder¦Substation¦10kV | 20.03.10 | UHG SubSt10kV Switch | Elect.op
446 | FE-71-121 | Feeder¦UHG Substation¦10kV Cubicle-17-3¦Provision | FE701 | Feeder¦Substation¦10kV | 20.03.10 | UHG SubSt10kV Switch | Elect.op
447 | FE-71-122 | Feeder¦UHG Substation¦10kV Cubicle-18-1¦Diesel Stattion-2 | FE701 | Feeder¦Substation¦10kV | 20.03.10 | UHG SubSt10kV Switch | Elect.op
448 | FE-71-123 | Feeder¦UHG Substation¦10kV Cubicle-18-2¦Diesel Stattion-2 | FE701 | Feeder¦Substation¦10kV | 20.03.10 | UHG SubSt10kV Switch | Elect.op
449 | FE-71-124 | Feeder¦UHG Substation¦10kV Cubicle-18-3¦Diesel Stattion-2 | FE701 | Feeder¦Substation¦10kV | 20.03.10 | UHG SubSt10kV Switch | Elect.op
450 | FE-71-125 | Feeder¦UHG Substation¦10kV Cubicle-19-1¦Incoming Feeder 2 | FE701 | Feeder¦Substation¦10kV | 20.03.10 | UHG SubSt10kV Switch | Elect.op
451 | FE-71-126 | Feeder¦UHG Substation¦10kV Cubicle-19-2¦Incoming Feeder 2 | FE701 | Feeder¦Substation¦10kV | 20.03.10 | UHG SubSt10kV Switch | Elect.op
452 | FE-71-127 | Feeder¦UHG Substation¦10kV Cubicle-19-3¦Incoming Feeder 2 | FE701 | Feeder¦Substation¦10kV | 20.03.10 | UHG SubSt10kV Switch | Elect.op
453 | TK-35-001 | Tank¦Diesel generator¦fuel tank | TK301 | Tank¦oil tank¦2m 3 | 30.01.13 | ECB | Elect.op
454 | BM-75-107 | ER(M)-Breaker¦Хуурай салгуур РВО-10\400 ХТП-1 2-р секц Шинийн салгуур-2 | BM704 | Breaker¦Хуурай салгуур | 10.05.06 | Tsetsii horoolol | Elect.op
455 | BM-75-110 | ER(M)-Breaker¦Ачаалал таслагч ВНА-10/400 ХТП-2 1-р секц Гаргалгаа-1 | BM705 | Breaker¦Ачаалал таслагч | 10.05.06 | Tsetsii horoolol | Elect.op
456 | BM-75-108 | ER(M)-Breaker¦Ачаалал таслагч ВНА-10/400 ХТП-2 1-р секц Оролт-1 | BM705 | Breaker¦Ачаалал таслагч | 10.05.06 | Tsetsii horoolol | Elect.op
457 | BM-75-109 | ER(M)-Breaker¦Ачаалал таслагч ВНА-10/400 ХТП-2 1-р секц Тр-1 | BM705 | Breaker¦Ачаалал таслагч | 10.05.06 | Tsetsii horoolol | Elect.op
458 | BM-75-114 | ER(M)-Breaker¦Ачаалал таслагч ВНА-10/400 ХТП-2 2-р секц Гаргалгаа-2 | BM705 | Breaker¦Ачаалал таслагч | 10.05.06 | Tsetsii horoolol | Elect.op
459 | BM-75-112 | ER(M)-Breaker¦Ачаалал таслагч ВНА-10/400 ХТП-2 2-р секц Оролт-2 | BM705 | Breaker¦Ачаалал таслагч | 10.05.06 | Tsetsii horoolol | Elect.op
460 | BM-75-113 | ER(M)-Breaker¦Ачаалал таслагч ВНА-10/400 ХТП-2 2-р секц Тр-2 | BM705 | Breaker¦Ачаалал таслагч | 10.05.06 | Tsetsii horoolol | Elect.op
461 | BM-75-111 | ER(M)-Breaker¦Хуурай салгуур РВО-10\400 ХТП-2 1-р секц Шинийн салгуур-1 | BM704 | Breaker¦Хуурай салгуур | 10.05.06 | Tsetsii horoolol | Elect.op
462 | BM-75-115 | ER(M)-Breaker¦Хуурай салгуур РВО-10\400 ХТП-2 2-р секц Шинийн салгуур-2 | BM704 | Breaker¦Хуурай салгуур | 10.05.06 | Tsetsii horoolol | Elect.op
463 | BM-75-118 | ER(M)-Breaker¦Ачаалал таслагч ВНА-10/400 ХТП-4 1-р секц Гаргалгаа-1 | BM705 | Breaker¦Ачаалал таслагч | 10.05.06 | Tsetsii horoolol | Elect.op
464 | BM-75-116 | ER(M)-Breaker¦Ачаалал таслагч ВНА-10/400 ХТП-4 1-р секц Оролт-1 | BM705 | Breaker¦Ачаалал таслагч | 10.05.06 | Tsetsii horoolol | Elect.op
465 | BM-75-117 | ER(M)-Breaker¦Ачаалал таслагч ВНА-10/400 ХТП-4 1-р секц Тр-1 | BM705 | Breaker¦Ачаалал таслагч | 10.05.06 | Tsetsii horoolol | Elect.op
466 | BM-75-122 | ER(M)-Breaker¦Ачаалал таслагч ВНА-10/400 ХТП-4 2-р секц Гаргалгаа-2 | BM705 | Breaker¦Ачаалал таслагч | 10.05.06 | Tsetsii horoolol | Elect.op
467 | BM-75-120 | ER(M)-Breaker¦Ачаалал таслагч ВНА-10/400 ХТП-4 2-р секц Оролт-2 | BM705 | Breaker¦Ачаалал таслагч | 10.05.06 | Tsetsii horoolol | Elect.op
468 | BM-75-121 | ER(M)-Breaker¦Ачаалал таслагч ВНА-10/400 ХТП-4 2-р секц Тр-2 | BM705 | Breaker¦Ачаалал таслагч | 10.05.06 | Tsetsii horoolol | Elect.op
469 | BM-75-119 | ER(M)-Breaker¦Хуурай салгуур РВО-10\400 ХТП-4 1-р секц Шинийн салгуур-1 | BM704 | Breaker¦Хуурай салгуур | 10.05.06 | Tsetsii horoolol | Elect.op
470 | BM-75-123 | ER(M)-Breaker¦Хуурай салгуур РВО-10\400 ХТП-4 2-р секц Шинийн салгуур-2 | BM704 | Breaker¦Хуурай салгуур | 10.05.06 | Tsetsii horoolol | Elect.op
471 | AB-11-300 | Air heater¦Boiler 1¦Air heater 1 | AB101 | Air heater¦Boiler¦HX-35/3.82-450 | 80.01.25 | Boiler#1¦5m | Boiler.op
472 | AB-11-400 | Air heater¦Boiler 1¦Air heater 2 | AB101 | Air heater¦Boiler¦HX-35/3.82-450 | 80.01.25 | Boiler#1¦5m | Boiler.op
473 | AB-11-100 | Air heater¦Boiler 1¦Calorifer 1 | AB101 | Air heater¦Boiler¦HX-35/3.82-450 | 80.01.25 | Boiler#1¦6m | Boiler.op
474 | AB-11-200 | Air heater¦Boiler 1¦Calorifer 2 | AB101 | Air heater¦Boiler¦HX-35/3.82-450 | 80.01.25 | Boiler#1¦6m | Boiler.op
475 | AB-12-300 | Air heater¦Boiler 2¦Air heater 1 | AB101 | Air heater¦Boiler¦HX-35/3.82-450 | 80.01.25 | Boiler#2¦5m | Boiler.op
476 | AB-12-400 | Air heater¦Boiler 2¦Air heater 2 | AB101 | Air heater¦Boiler¦HX-35/3.82-450 | 80.01.25 | Boiler#2¦5m | Boiler.op
477 | FE-71-128 | Feeder¦UHG Substation¦10kV Cubicle-2 Provision | FE701 | Feeder¦Substation¦10kV | 20.03.10 | UHG SubSt10kV Switch | Elect.op
478 | FE-71-129 | Feeder¦UHG Substation¦10kV Cubicle-20-1¦12th line | FE701 | Feeder¦Substation¦10kV | 20.03.10 | UHG SubSt10kV Switch | Elect.op
479 | FE-71-130 | Feeder¦UHG Substation¦10kV Cubicle-20-2¦12th line | FE701 | Feeder¦Substation¦10kV | 20.03.10 | UHG SubSt10kV Switch | Elect.op
480 | FE-71-131 | Feeder¦UHG Substation¦10kV Cubicle-20-3¦12th line | FE701 | Feeder¦Substation¦10kV | 20.03.10 | UHG SubSt10kV Switch | Elect.op
481 | FE-71-132 | Feeder¦UHG Substation¦10kV Cubicle-22-1¦HB-1B | FE701 | Feeder¦Substation¦10kV | 20.03.10 | UHG SubSt10kV Switch | Elect.op
482 | FE-71-133 | Feeder¦UHG Substation¦10kV Cubicle-22-2¦HB-1B | FE701 | Feeder¦Substation¦10kV | 20.03.10 | UHG SubSt10kV Switch | Elect.op
483 | FE-71-134 | Feeder¦UHG Substation¦10kV Cubicle-22-3¦HB-1B | FE701 | Feeder¦Substation¦10kV | 20.03.10 | UHG SubSt10kV Switch | Elect.op
484 | FE-71-103 | Feeder¦UHG Substation¦10kV Cubicle-3¦Provision | FE701 | Feeder¦Substation¦10kV | 20.03.10 | UHG SubSt10kV Switch | Elect.op
485 | FE-71-104 | Feeder¦UHG Substation¦10kV Cubicle-4¦11th line | FE701 | Feeder¦Substation¦10kV | 20.03.10 | UHG SubSt10kV Switch | Elect.op
486 | FE-71-105 | Feeder¦UHG Substation¦10kV Cubicle-5¦Service Transformer 1 | FE701 | Feeder¦Substation¦10kV | 20.03.10 | UHG SubSt10kV Switch | Elect.op
487 | FE-71-106 | Feeder¦UHG Substation¦10kV Cubicle-6¦HB-1A | FE701 | Feeder¦Substation¦10kV | 20.03.10 | UHG SubSt10kV Switch | Elect.op
488 | FE-71-107 | Feeder¦UHG Substation¦10kV Cubicle-7¦Voltage Transformer 1 | FE701 | Feeder¦Substation¦10kV | 20.03.10 | UHG SubSt10kV Switch | Elect.op
489 | FE-71-108 | Feeder¦UHG Substation¦10kV Cubicle-8¦Povision | FE701 | Feeder¦Substation¦10kV | 20.03.10 | UHG SubSt10kV Switch | Elect.op
490 | FE-71-109 | Feeder¦UHG Substation¦10kV Cubicle-9¦Bus Riser | FE701 | Feeder¦Substation¦10kV | 20.03.10 | UHG SubSt10kV Switch | Elect.op
491 | FE-71-301 | Feeder¦UHG Substation¦110kV Panel-1 Transformer Incoming | FE703 | Feeder¦Substation¦110kV | 20.03.10 | UHG SubSt10kV Switch | Elect.op
492 | FE-71-302 | Feeder¦UHG Substation¦110kV Panel-2 Bus Coupler | FE703 | Feeder¦Substation¦110kV | 20.03.10 | UHG SubSt10kV Switch | Elect.op
493 | FE-71-303 | Feeder¦UHG Substation¦110kV Panel-3 TT-A | FE703 | Feeder¦Substation¦110kV | 20.03.10 | UHG SubSt10kV Switch | Elect.op
494 | FE-71-304 | Feeder¦UHG Substation¦110kV Panel-4 TT-B | FE703 | Feeder¦Substation¦110kV | 20.03.10 | UHG SubSt10kV Switch | Elect.op
495 | BM-73-017 | WS-Breaker¦WS substation¦Breaker-2¦T-2 Шин.С | BM702 | Breaker¦Breaker | 10.05.06 | WS substation | Elect.op
496 | BM-73-019 | WS-Breaker¦WS substation¦Breaker-4¦ХT-2 Шин.С | BM702 | Breaker¦Breaker | 10.05.06 | WS substation | Elect.op
497 | WP-61-100 | ERT-Water pump¦ERT¦Boiler main water pump 1 | WP601 | Water pump¦boiler main water pump | 10.10.17 | ERT Boiler House | HSD
498 | WP-61-200 | ERT-Water pump¦ERT¦Boiler main water pump 2 | WP601 | Water pump¦boiler main water pump | 10.10.17 | ERT Boiler House | HSD
499 | WP-61-300 | ERT-Water pump¦ERT¦Boiler main water pump 3 | WP601 | Water pump¦boiler main water pump | 10.10.17 | ERT Boiler House | HSD
500 | WP-66-001 | ER(M)-Water pump¦ERT Camp¦Hot water pump 1 | WP604 | Water pump¦Hot water pump | 10.10.17 | ERT Camp BoilerHouse | HSD
501 | WP-61-010 | Water pump¦ERT¦Boiler make-up water pump 1 | WP602 | Water pump¦Water make-up pump | 10.10.17 | ERT Boiler House | HSD
502 | WP-61-020 | Water pump¦ERT¦Boiler make-up water pump 2 | WP602 | Water pump¦Water make-up pump | 10.10.17 | ERT Boiler House | HSD
503 | GE-38-001 | Generator¦Diesel generator¦Power plant¦Emergency | GE301 | Generator¦Diesel generator¦SR4B | 30.05.01 | ECB | Elect.op
504 | AB-12-100 | Air heater¦Boiler 2¦Calorifer 1 | AB101 | Air heater¦Boiler¦HX-35/3.82-450 | 80.01.25 | Boiler#2¦6m | Boiler.op
505 | AB-12-200 | Air heater¦Boiler 2¦Calorifer 2 | AB101 | Air heater¦Boiler¦HX-35/3.82-450 | 80.01.25 | Boiler#2¦6m | Boiler.op
506 | TK-23-400 | Tank¦Emergency oil tank | TK202 | Tank¦Emergency oil tank¦8m 3 | 30.02.99 | Power plant TurHouse | Turbine.op
507 | TK-66-100 | ER(M)-Tank¦ERT Camp¦Boiler make-up water tank | TK601 | Tank¦Boiler make-up water tank | 40.03.04 | ERT Camp BoilerHouse | HSD
508 | TK-61-100 | ERT-Tank¦ERT¦Boiler make-up water tank | TK601 | Tank¦Boiler make-up water tank | 40.03.04 | ERT Boiler House | HSD
509 | TK-23-500 | Tank¦Extra oil tank | TK203 | Tank¦Extra oil tank¦2m 3 | 30.02.99 | Power plant TurHouse | Turbine.op
510 | TK-52-001 | Tank¦Firefighting and Domestic tap water tank¦800m3 | TK501 | Tank¦Firefighting and Domestic tap water tank¦800m3 | 40.03.04 | Pump station | Main.cent
511 | TK-26-300 | Tank¦High pressure drain tank | TK205 | Tank¦High pressure drain tank¦12m3 | 30.02.10 | Power plant TurHouse | Turbine.op
512 | TK-62-100 | ER(M)-Tank¦Mining¦Boiler make-up water tank | TK601 | Tank¦Boiler make-up water tank | 40.03.04 | Mining Boiler House | HSD
513 | TK-54-001 | Tank¦Power plant main building 12m¦Make up water tank | TK502 | Tank¦Heating system¦Make up water tank | 40.03.04 | PowerPlant Build 12m | Main.cent
514 | TK-67-100 | TG-Tank¦TG¦Boiler make-up water tank | TK601 | Tank¦Boiler make-up water tank | 40.03.04 | TG Boiler House | HSD
515 | TK-63-100 | ER(M)-Tank¦Tsetsii¦Boiler make-up water tank | TK601 | Tank¦Boiler make-up water tank | 40.03.04 | Tsetsii Boiler house | HSD
516 | TK-41-100 | Tank¦Watertreament Raw water | TK401 | Tank¦Raw water tank | 40.03.04 | Raw water | Water.trea
517 | TK-42-100 | Tank¦Watertreament RO 1 | TK402 | Tank¦Pure water tank | 40.03.04 | Reverse osmos | Water.trea
518 | TK-42-200 | Tank¦Watertreament RO 2 | TK402 | Tank¦Pure water tank | 40.03.04 | Reverse osmos | Water.trea
519 | TK-44-000 | Tank¦Watertreatment Pure water | TK402 | Tank¦Pure water tank | 40.03.04 | Pure water | Water.trea
520 | TF-75-021 | WS-Transformer¦[Power transformer¦KTPN-21¦100kVA | TF703 | Transformer¦Power Transformer 10/04 kV | 30.05.09 | Water supply/Naimdai | Elect.op
521 | TF-72-010 | Transformer¦Khothon¦Potential Transformer-1¦10kV A phase | TF705 | Transformer¦Potential transformer | 30.05.10 | Khothon SubS10kV SR | Elect.op
522 | TF-72-011 | Transformer¦Khothon¦Potential Transformer-1¦10kV B phase | TF705 | Transformer¦Potential transformer | 30.05.10 | Khothon SubS10kV SR | Elect.op
523 | SU-75-018 | WS-Substation¦KTPN-18 WS urguh- 2 | SU704 | Power Substation¦10/0.4 kV¦ | 60.03.02 | Water supply/Naimdai | Elect.op
524 | SU-75-017 | WS-Substation¦KTPN-17 Water Supply urguh-1 | SU704 | Power Substation¦10/0.4 kV¦ | 60.03.02 | Water supply/Naimdai | Elect.op
525 | NP-52-001 | Pump station¦Firefighting and Domestic tap water pump station | NP501 | Pump station¦Firefighting and Domestic tap water pump station | 10.01.09 | Pump station | Main.cent
526 | TF-75-024 | WS-Transformer¦Power transformer¦KTPN-24¦63kVA | TF703 | Transformer¦Power Transformer 10/04 kV | 30.05.09 | Water supply/Naimdai | Elect.op
527 | TF-75-035 | TG-Transformer¦Power transformer¦KTPN-35¦160kVA | TF703 | Transformer¦Power Transformer 10/04 kV | 30.05.09 | Loop | Elect.op
528 | CY-63-100 | Cyclone¦Tsetsii¦Boiler 1 | CY601 | Cyclone¦boiler | 20.02.12 | Tsetsii Boiler house | HSD
529 | CY-63-200 | Cyclone¦Tsetsii¦Boiler 2 | CY601 | Cyclone¦boiler | 20.02.12 | Tsetsii Boiler house | HSD
530 | UC-11-100 | Feeder¦Boiler 1¦Coal feeder 1 | UC101 | Feeder¦NJGC 500*4680 | 20.03.10 | Boiler#1¦BoilerH 12m | Boiler.op
531 | UC-11-200 | Feeder¦Boiler 1¦Coal feeder 2 | UC101 | Feeder¦NJGC 500*4680 | 20.03.10 | Boiler#1¦BoilerH 12m | Boiler.op
532 | UC-12-100 | Feeder¦Boiler 2¦Coal feeder 1 | UC101 | Feeder¦NJGC 500*4680 | 20.03.10 | Boiler#2¦BoilerH 12m | Boiler.op
533 | UC-12-200 | Feeder¦Boiler 2¦Coal feeder 2 | UC101 | Feeder¦NJGC 500*4680 | 20.03.10 | Boiler#2¦BoilerH 12m | Boiler.op
534 | UC-13-100 | Feeder¦Boiler 3¦Coal feeder 1 | UC101 | Feeder¦NJGC 500*4680 | 20.03.10 | Boiler#3¦BoilerH 12m | Boiler.op
535 | UC-13-200 | Feeder¦Boiler 3¦Coal feeder 2 | UC101 | Feeder¦NJGC 500*4680 | 20.03.10 | Boiler#3¦BoilerH 12m | Boiler.op
536 | PP-24-110 | Pump¦Condensate pump 1-1 | PP201 | Pump¦Condensate pump¦3N6A×2 | 30.02.14 | Annex 1 | Turbine.op
537 | PP-24-120 | Pump¦Condensate pump 1-2 | PP201 | Pump¦Condensate pump¦3N6A×2 | 30.02.14 | Annex 1 | Turbine.op
538 | PP-24-140 | Pump¦Drain pump 1-2 | PP202 | Pump¦Drain pump¦GN7-22×2 | 30.02.13 | Annex 1 | Turbine.op
539 | PP-24-130 | Pump¦Drain pump 1-1 | PP202 | Pump¦Drain pump¦GN7-22×2 | 30.02.13 | Annex 1 | Turbine.op
540 | FE-71-218 | Feeder¦UHG Substation¦35kV Cubicle-18 Rude Coal | FE702 | Feeder¦Substation¦35kV | 20.03.10 | UHG SubSt10kV Switch | Elect.op
541 | FE-71-202 | Feeder¦UHG Substation¦35kV Cubicle-2 Modul-3 | FE702 | Feeder¦Substation¦35kV | 20.03.10 | UHG SubSt10kV Switch | Elect.op
542 | FE-71-203 | Feeder¦UHG Substation¦35kV Cubicle-3 Water Supply-A | FE702 | Feeder¦Substation¦35kV | 20.03.10 | UHG SubSt10kV Switch | Elect.op
543 | FE-71-204 | Feeder¦UHG Substation¦35kV Cubicle-4 Provision | FE702 | Feeder¦Substation¦35kV | 20.03.10 | UHG SubSt10kV Switch | Elect.op
544 | FE-71-205 | Feeder¦UHG Substation¦35kV Cubicle-5 Ovoolgo | FE702 | Feeder¦Substation¦35kV | 20.03.10 | UHG SubSt10kV Switch | Elect.op
545 | FE-71-206 | Feeder¦UHG Substation¦35kV Cubicle-6 Steam Boiler | FE702 | Feeder¦Substation¦35kV | 20.03.10 | UHG SubSt10kV Switch | Elect.op
546 | FE-71-207 | Feeder¦UHG Substation¦35kV Cubicle-7 Modul-1 | FE702 | Feeder¦Substation¦35kV | 20.03.10 | UHG SubSt10kV Switch | Elect.op
547 | FE-71-208 | Feeder¦UHG Substation¦35kV Cubicle-8 Incoming Feeder 1 | FE702 | Feeder¦Substation¦35kV | 20.03.10 | UHG SubSt10kV Switch | Elect.op
548 | FE-71-209 | Feeder¦UHG Substation¦35kV Cubicle-9 Voltage Transformer 1 | FE702 | Feeder¦Substation¦35kV | 20.03.10 | UHG SubSt10kV Switch | Elect.op
549 | FE-73-100 | WS-Feeder-1 ¦Service transformer-1¦S9-M-30/10 | FE701 | Feeder¦Substation¦10kV | 20.03.10 | WS substation | Elect.op
550 | FE-73-109 | WS-Feeder-10 ¦Khudgiin-C¦MILE MP 12/20/630 | FE701 | Feeder¦Substation¦10kV | 20.03.10 | WS substation | Elect.op
551 | FE-73-110 | WS-Feeder-11 ¦Urgukh-2¦MILE MP 12/20/630 | FE701 | Feeder¦Substation¦10kV | 20.03.10 | WS substation | Elect.op
552 | FE-71-305 | Feeder¦UHG Substation¦110kV Panel-5 Synchronous Panel | FE703 | Feeder¦Substation¦110kV | 20.03.10 | UHG SubSt10kV Switch | Elect.op
553 | FE-71-201 | Feeder¦UHG Substation¦35kV Cubicle-1 Provision | FE702 | Feeder¦Substation¦35kV | 20.03.10 | UHG SubSt10kV Switch | Elect.op
554 | FE-73-111 | WS-Feeder-12 ¦Spare¦MILE MP 12/20/630 | FE701 | Feeder¦Substation¦10kV | 20.03.10 | WS substation | Elect.op
555 | FE-73-112 | WS-Feeder-13¦ Service transformer-2 | FE701 | Feeder¦Substation¦10kV | 20.03.10 | WS substation | Elect.op
556 | FE-73-101 | WS-Feeder-2 ¦Spare¦MILE MP 12/20/630 | FE701 | Feeder¦Substation¦10kV | 20.03.10 | WS substation | Elect.op
557 | FE-73-102 | WS-Feeder-3 ¦Urgukh-1¦MILE MP 12/20/630 | FE701 | Feeder¦Substation¦10kV | 20.03.10 | WS substation | Elect.op
558 | FE-73-103 | WS-Feeder-4 ¦Khudgiin-А¦MILE MP 12/20/630 | FE701 | Feeder¦Substation¦10kV | 20.03.10 | WS substation | Elect.op
559 | JK-63-100 | ER(M)-Jaw Crusher¦Tsetsii | JK601 | Jaw Crusher¦coal | 20.01.01 | Tsetsii Boiler house | HSD
560 | NT-61-020 | ERT-Pressure Tank¦ERT¦heating system 2 | NT601 | Pressure Tank¦Heating system | 80.01.04 | ERT Boiler House | HSD
561 | NT-61-010 | ERT-Pressure Tank¦ERT¦heating system 1 | NT601 | Pressure Tank¦Heating system | 80.01.04 | ERT Boiler House | HSD
562 | LP-23-110 | Lubricating Pump¦Auxiliary Oil Pump 1 | LP202 | Lubricating Pump¦Auxiliary Oil Pump¦80YL-100 | 30.02.99 | Main oil tank 1 | Turbine.op
563 | BB-64-100 | Boiler¦Gallery camp¦Boiler 1 | BB601 | Boiler¦DZL | 80.01.27 | Gallery Boiler House | HSD
564 | BB-61-100 | Boiler¦ERT¦Boiler 1 | BB601 | Boiler¦DZL | 80.01.27 | ERT Boiler House | HSD
565 | BB-61-200 | Boiler¦ERT¦Boiler 2 | BB602 | Boiler¦NRG | 80.01.27 | ERT Boiler House | HSD
566 | BB-61-300 | Boiler¦ERT¦Boiler 3 | BB603 | Boiler¦HP05 | 80.01.27 | ERT Boiler House | HSD
567 | BB-64-200 | Boiler¦Gallery camp¦Boiler 2 | BB601 | Boiler¦DZL | 80.01.27 | Gallery Boiler House | HSD
568 | HE-37-305 | Switchgear¦High voltage control cabinet¦electrostatic precipitator 1-2 | HE303 | Switchgear¦motor control center3 | 30.05.15 | MotorControl Center3 | Elect.op
569 | HE-37-304 | Switchgear¦High voltage control cabinet¦electrostatic precipitator 1-1 | HE303 | Switchgear¦motor control center3 | 30.05.15 | MotorControl Center3 | Elect.op
570 | HE-37-306 | Switchgear¦High voltage control cabinet¦electrostatic precipitator 1-3 | HE303 | Switchgear¦motor control center3 | 30.05.15 | MotorControl Center3 | Elect.op
571 | HE-37-307 | Switchgear¦High voltage control cabinet¦electrostatic precipitator 1-4 | HE303 | Switchgear¦motor control center3 | 30.05.15 | MotorControl Center3 | Elect.op
572 | HE-37-308 | Switchgear¦High voltage control cabinet¦electrostatic precipitator 2-1 | HE303 | Switchgear¦motor control center3 | 30.05.15 | MotorControl Center3 | Elect.op
573 | HE-37-309 | Switchgear¦High voltage control cabinet¦electrostatic precipitator 2-2 | HE303 | Switchgear¦motor control center3 | 30.05.15 | MotorControl Center3 | Elect.op
574 | HE-37-310 | Switchgear¦High voltage control cabinet¦electrostatic precipitator 2-3 | HE303 | Switchgear¦motor control center3 | 30.05.15 | MotorControl Center3 | Elect.op
575 | HE-37-311 | Switchgear¦High voltage control cabinet¦electrostatic precipitator 2-4 | HE303 | Switchgear¦motor control center3 | 30.05.15 | MotorControl Center3 | Elect.op
576 | HE-37-312 | Switchgear¦High voltage control cabinet¦electrostatic precipitator 3-1 | HE303 | Switchgear¦motor control center3 | 30.05.15 | MotorControl Center3 | Elect.op
577 | HE-37-314 | Switchgear¦High voltage control cabinet¦electrostatic precipitator 3-3 | HE303 | Switchgear¦motor control center3 | 30.05.15 | MotorControl Center3 | Elect.op
578 | HE-37-315 | Switchgear¦High voltage control cabinet¦electrostatic precipitator 3-4 | HE303 | Switchgear¦motor control center3 | 30.05.15 | MotorControl Center3 | Elect.op
579 | HE-37-316 | Switchgear¦Low voltage control cabinet¦electrostatic precipitator 1 | HE303 | Switchgear¦motor control center3 | 30.05.15 | MotorControl Center3 | Elect.op
580 | HE-37-313 | Switchgear¦High voltage control cabinet¦electrostatic precipitator 3-2 | HE303 | Switchgear¦motor control center3 | 30.05.15 | MotorControl Center3 | Elect.op
581 | HE-37-317 | Switchgear¦Low voltage control cabinet¦electrostatic precipitator 2 | HE303 | Switchgear¦motor control center3 | 30.05.15 | MotorControl Center3 | Elect.op
582 | HE-37-318 | Switchgear¦Low voltage control cabinet¦electrostatic precipitator 3 | HE303 | Switchgear¦motor control center3 | 30.05.15 | MotorControl Center3 | Elect.op
583 | HE-37-501 | Switchgear¦Coal handling system ¦panel 1 | HE305 | Switchgear¦motor control center5 | 30.05.15 | MotorControl Center5 | Elect.op
584 | HE-37-502 | Switchgear¦Coal handling system ¦panel 2 | HE305 | Switchgear¦motor control center5 | 30.05.15 | MotorControl Center5 | Elect.op
585 | HE-37-503 | Switchgear¦Coal handling system ¦panel 3 | HE305 | Switchgear¦motor control center5 | 30.05.15 | MotorControl Center5 | Elect.op
586 | TF-72-012 | Transformer¦Khothon¦Potential Transformer-1¦10kV C phase | TF705 | Transformer¦Potential transformer | 30.05.10 | Khothon SubS10kV SR | Elect.op
587 | TF-72-016 | Transformer¦Khothon¦Potential Transformer-1¦35kV A phase | TF705 | Transformer¦Potential transformer | 30.05.10 | Khothon SubS35kV SR | Elect.op
588 | TF-72-017 | Transformer¦Khothon¦Potential Transformer-1¦35kV B phase | TF705 | Transformer¦Potential transformer | 30.05.10 | Khothon SubS35kV SR | Elect.op
589 | TF-72-018 | Transformer¦Khothon¦Potential Transformer-1¦35kV C phase | TF705 | Transformer¦Potential transformer | 30.05.10 | Khothon SubS35kV SR | Elect.op
590 | TF-72-013 | Transformer¦Khothon¦Potential Transformer-2¦10kV A phase | TF705 | Transformer¦Potential transformer | 30.05.10 | Khothon SubS10kV SR | Elect.op
591 | TF-72-014 | Transformer¦Khothon¦Potential Transformer-2¦10kV B phase | TF705 | Transformer¦Potential transformer | 30.05.10 | Khothon SubS10kV SR | Elect.op
592 | TF-72-015 | Transformer¦Khothon¦Potential Transformer-2¦10kV C phase | TF705 | Transformer¦Potential transformer | 30.05.10 | Khothon SubS10kV SR | Elect.op
593 | TF-72-019 | Transformer¦Khothon¦Potential Transformer-2¦35kV A phase | TF705 | Transformer¦Potential transformer | 30.05.10 | Khothon SubS35kV SR | Elect.op
594 | TF-72-020 | Transformer¦Khothon¦Potential Transformer-2¦35kV B phase | TF705 | Transformer¦Potential transformer | 30.05.10 | Khothon SubS35kV SR | Elect.op
595 | TF-32-400 | Transformer¦Auxiliary transformer¦section №4 | TF302 | Transformer¦Auxiliary transformer¦SGB-800/105 | 30.05.09 | MotorControl Center2 | Elect.op
596 | SG-34-003 | Server¦control server¦Electric¦F2YLG2 | SG301 | Server¦control server | 80.06.01 | Control Station | Elect.op
597 | TF-32-000 | Transformer¦Auxiliary transformer¦section №0 | TF301 | Transformer¦Auxiliary transformer¦SGB-1600/105 | 30.05.09 | MotorControl Center1 | Elect.op
598 | TF-32-100 | Transformer¦Auxiliary transformer¦section №1 | TF301 | Transformer¦Auxiliary transformer¦SGB-1600/105 | 30.05.09 | MotorControl Center1 | Elect.op
599 | TF-32-300 | Transformer¦Auxiliary transformer¦section №3 | TF301 | Transformer¦Auxiliary transformer¦SGB-1600/105 | 30.05.09 | MotorControl Center1 | Elect.op
600 | TF-32-200 | Transformer¦Auxiliary transformer¦section №2 | TF301 | Transformer¦Auxiliary transformer¦SGB-1600/105 | 30.05.09 | MotorControl Center1 | Elect.op
601 | HX-62-200 | ER(M)-Heat Exchanger¦ Mining¦ Domestic hot water | HX602 | Heat Exchanger¦Domestic hot water | 80.01.19 | Mining Boiler House | HSD
602 | BC-63-100 | Belt Conveyor¦Tsetsii¦Coal Conveyor 1 | BC601 | Belt Conveyor¦coal | 20.99.01 | Tsetsii Boiler house | HSD
603 | BC-63-200 | Belt Conveyor¦Tsetsii¦Coal Conveyor 2 | BC601 | Belt Conveyor¦coal | 20.99.01 | Tsetsii Boiler house | HSD
604 | BC-63-300 | Belt Conveyor¦Tsetsii¦Coal Conveyor 3 | BC601 | Belt Conveyor¦coal | 20.99.01 | Tsetsii Boiler house | HSD
605 | BC-63-101 | Belt Conveyor¦Tsetsii¦Bad Ash Conveyor | BC602 | Belt Conveyor¦ash | 20.99.01 | Tsetsii Boiler house | HSD
606 | EC-63-300 | Elevator/Escalator¦Tsetsii¦Bad Ash 3 | EC601 | Elevator/Escalator¦ash | 10.02.01 | Tsetsii Boiler house | HSD
607 | EC-63-100 | Elevator/Escalator¦Tsetsii¦Bad Ash 1 | EC601 | Elevator/Escalator¦ash | 10.02.01 | Tsetsii Boiler house | HSD
608 | EC-63-200 | Elevator/Escalator¦Tsetsii¦Bad Ash 2 | EC601 | Elevator/Escalator¦ash | 10.02.01 | Tsetsii Boiler house | HSD
609 | WP-67-010 | TG-Water pump¦TG¦Boiler make-up water pump 1 | WP602 | Water pump¦Water make-up pump | 10.10.17 | TG Boiler House | HSD
610 | JK-61-100 | ERT-Jaw Crusher¦ERT | JK601 | Jaw Crusher¦coal | 20.01.01 | ERT Boiler House | HSD
611 | FE-71-210 | Feeder¦UHG Substation¦35kV Cubicle-10 Bus Riser | FE702 | Feeder¦Substation¦35kV | 20.03.10 | UHG SubSt10kV Switch | Elect.op
612 | FE-71-211 | Feeder¦UHG Substation¦35kV Cubicle-11 Bus Coupler | FE702 | Feeder¦Substation¦35kV | 20.03.10 | UHG SubSt10kV Switch | Elect.op
613 | FE-71-219 | Feeder¦UHG Substation¦35kV Cubicle-11 Turning water hole | FE702 | Feeder¦Substation¦35kV | 20.03.10 | UHG SubSt10kV Switch | Elect.op
614 | FE-71-220 | Feeder¦UHG Substation¦35kV Cubicle-12 Provision | FE702 | Feeder¦Substation¦35kV | 20.03.10 | UHG SubSt10kV Switch | Elect.op
615 | FE-71-212 | Feeder¦UHG Substation¦35kV Cubicle-12 Voltage Transformer 2 | FE702 | Feeder¦Substation¦35kV | 20.03.10 | UHG SubSt10kV Switch | Elect.op
616 | FE-71-213 | Feeder¦UHG Substation¦35kV Cubicle-13 Incoming Feeder 2 | FE702 | Feeder¦Substation¦35kV | 20.03.10 | UHG SubSt10kV Switch | Elect.op
617 | FE-71-214 | Feeder¦UHG Substation¦35kV Cubicle-14 Water Supply-B | FE702 | Feeder¦Substation¦35kV | 20.03.10 | UHG SubSt10kV Switch | Elect.op
618 | FE-71-215 | Feeder¦UHG Substation¦35kV Cubicle-15 Provision | FE702 | Feeder¦Substation¦35kV | 20.03.10 | UHG SubSt10kV Switch | Elect.op
619 | FE-71-216 | Feeder¦UHG Substation¦35kV Cubicle-16 Modul-2 | FE702 | Feeder¦Substation¦35kV | 20.03.10 | UHG SubSt10kV Switch | Elect.op
620 | FE-71-217 | Feeder¦UHG Substation¦35kV Cubicle-17 Povision | FE702 | Feeder¦Substation¦35kV | 20.03.10 | UHG SubSt10kV Switch | Elect.op
621 | HE-37-262 | Switchgear¦Invertor¦SA fan2 | HE302 | Switchgear¦motor control center2 | 30.05.15 | MotorControl Center2 | Elect.op
622 | HE-37-263 | Switchgear¦Invertor¦SA fan3 | HE302 | Switchgear¦motor control center2 | 30.05.15 | MotorControl Center2 | Elect.op
623 | HE-37-264 | Switchgear¦ Invertor¦FW pump 1 | HE302 | Switchgear¦motor control center2 | 30.05.15 | MotorControl Center2 | Elect.op
624 | HE-37-265 | Switchgear¦ Invertor¦FW pump 2 | HE302 | Switchgear¦motor control center2 | 30.05.15 | MotorControl Center2 | Elect.op
625 | HE-37-266 | Switchgear¦ Invertor¦FW pump 3 | HE302 | Switchgear¦motor control center2 | 30.05.15 | MotorControl Center2 | Elect.op
626 | HE-37-267 | Switchgear¦Invertor¦FW pump 4 | HE302 | Switchgear¦motor control center2 | 30.05.15 | MotorControl Center2 | Elect.op
627 | HE-37-268 | Switchgear¦Invertor¦ACC 1-1 | HE302 | Switchgear¦motor control center2 | 30.05.15 | MotorControl Center2 | Elect.op
628 | HE-37-269 | Switchgear¦Invertor¦ACC 1-2 | HE302 | Switchgear¦motor control center2 | 30.05.15 | MotorControl Center2 | Elect.op
629 | HE-37-270 | Switchgear¦Invertor¦ACC 2-1 | HE302 | Switchgear¦motor control center2 | 30.05.15 | MotorControl Center2 | Elect.op
630 | HE-37-271 | Switchgear¦ Invertor¦ACC 2-2 | HE302 | Switchgear¦motor control center2 | 30.05.15 | MotorControl Center2 | Elect.op
631 | HE-37-272 | Switchgear¦Invertor¦ACC 3-1 | HE302 | Switchgear¦motor control center2 | 30.05.15 | MotorControl Center2 | Elect.op
632 | HE-37-273 | Switchgear¦Invertor¦ACC 3-2 | HE302 | Switchgear¦motor control center2 | 30.05.15 | MotorControl Center2 | Elect.op
633 | HE-37-701 | Switchgear¦Battery panel 1 | HE307 | Switchgear¦Battery room | 30.05.15 | Battery room | Elect.op
634 | HE-37-702 | Switchgear¦Battery panel 2 | HE307 | Switchgear¦Battery room | 30.05.15 | Battery room | Elect.op
635 | HE-37-703 | Switchgear¦Battery panel 3 | HE307 | Switchgear¦Battery room | 30.05.15 | Battery room | Elect.op
636 | HE-37-709 | Switchgear¦Feeding panel2 | HE307 | Switchgear¦Battery room | 30.05.15 | Battery room | Elect.op
637 | HE-37-706 | Switchgear¦Charging panel2 | HE307 | Switchgear¦Battery room | 30.05.15 | Battery room | Elect.op
638 | HE-37-704 | Switchgear¦Battery panel 4 | HE307 | Switchgear¦Battery room | 30.05.15 | Battery room | Elect.op
639 | HE-37-707 | Switchgear¦Battery panel 5 | HE307 | Switchgear¦Battery room | 30.05.15 | Battery room | Elect.op
640 | HE-37-708 | Switchgear¦Battery panel 6 | HE307 | Switchgear¦Battery room | 30.05.15 | Battery room | Elect.op
641 | HE-37-705 | Switchgear¦Feeding panel1 | HE307 | Switchgear¦Battery room | 30.05.15 | Battery room | Elect.op
642 | HE-37-710 | Switchgear¦Charging panel1 | HE307 | Switchgear¦Battery room | 30.05.15 | Battery room | Elect.op
643 | QX-13-100 | Quench Cooler¦Boiler 3¦Ash Cooler 1 | QX101 | Quench Cooler¦GTL10C | 30.02.17 | Boiler#3¦BoilerH 0m | Boiler.op
644 | BM-73-001 | Breaker¦WS substation¦Breaker-1¦ДХТ-1 | BM702 | Breaker¦Breaker | 10.05.06 | 35/10kV UsHan. DedSt | Elect.op
645 | LP-23-120 | Lubricating Pump¦Auxiliary Oil Pump 2 | LP202 | Lubricating Pump¦Auxiliary Oil Pump¦80YL-100 | 30.02.99 | Main oil tank 2 | Turbine.op
646 | LP-23-130 | Lubricating Pump¦Auxiliary Oil Pump 3 | LP202 | Lubricating Pump¦Auxiliary Oil Pump¦80YL-100 | 30.02.99 | Main oil tank 3 | Turbine.op
647 | DX-25-100 | Cooling tower¦Power Plant | DX201 | Cooling tower¦GFNL-250 | 30.02.99 | Cooling water system | Turbine.op
648 | TF-75-007 | TG-Transformer¦Power transformer¦KTPN-7¦250kVA | TF703 | Transformer¦Power Transformer 10/04 kV | 30.05.09 | TG Work Shop | Elect.op
649 | BM-71-101 | Breaker¦UHG Substation¦Feeder-1 Vacuum Breaker Incoming Feeder 1 | BM701 | Breaker¦Vacuum Breaker | 10.05.06 | UHG SubSt10kV Switch | Elect.op
650 | BC-61-310 | Belt Conveyor¦ERT Boiler¦Bad Ash Conveyor | BC601 | Belt Conveyor¦coal | 20.99.01 | ERT Boiler House | HSD
651 | VF-23-400 | Vacuum Filter¦ | VF201 | Vacuum Filter¦ZJCQ-2 | 30.02.99 | Power plant TurHouse | Turbine.op
652 | QK-51-010 | Grinder¦Maintenance center¦Grinding machine 1 | QK501 | Grinder¦Grinding machine Dn300 | 80.14.01 | Workshop | Main.cent
653 | CI-41-000 | Chemical dosing device¦Power Plant¦Flocculant dosing device | CI401 | Chemical dosing device¦Flocculant | 20.03.29 | Raw water | Water.trea
654 | LI-47-306 | Lab instrument¦Chemical Oil lab Exhaust Hood | LI403 | Lab instrument¦oil lab | 30.06.03 | Oil lab | Water.trea
655 | LI-47-304 | Lab instrument¦Chemical Oil lab Kinematic Viscometer for Petroleum Product | LI403 | Lab instrument¦oil lab | 30.06.03 | Oil lab | Water.trea
656 | LI-47-305 | Lab instrument¦Chemical Oil lab Tester for Water in Crude Oil by distillation | LI403 | Lab instrument¦oil lab | 30.06.03 | Oil lab | Water.trea
657 | LI-47-500 | Lab instrument¦Chemical room of chemical analyst | LI403 | Lab instrument¦oil lab | 30.06.03 | Oil lab | Water.trea
658 | BM-71-201 | Breaker¦UHG Substation¦Feeder-1¦Vacuum Breaker Provision | BM701 | Breaker¦Vacuum Breaker | 10.05.06 | UHG SubSt10kV Switch | Elect.op
659 | BM-71-210 | Breaker¦UHG Substation¦Feeder-10¦Breaker Bus Riser | BM702 | Breaker¦Breaker | 10.05.06 | UHG SubSt10kV Switch | Elect.op
660 | BM-71-110 | Breaker¦UHG Substation¦Feeder-10¦Vacuum Breaker Provision | BM701 | Breaker¦Vacuum Breaker | 10.05.06 | UHG SubSt10kV Switch | Elect.op
661 | BM-71-111 | Breaker¦UHG Substation¦Feeder-11-1¦Vacuum Breaker Bus Coupler | BM701 | Breaker¦Vacuum Breaker | 10.05.06 | UHG SubSt10kV Switch | Elect.op
662 | BM-71-211 | Breaker¦UHG Substation¦Feeder-11-2¦Vacuum Breaker Bus Coupler | BM701 | Breaker¦Vacuum Breaker | 10.05.06 | UHG SubSt10kV Switch | Elect.op
663 | BM-71-112 | Breaker¦UHG Substation¦Feeder-12¦Vacuum Breaker Catchment | BM701 | Breaker¦Vacuum Breaker | 10.05.06 | UHG SubSt10kV Switch | Elect.op
664 | BM-71-213 | Breaker¦UHG Substation¦Feeder-13¦Vacuum Breaker Incoming Feeder 2 | BM701 | Breaker¦Vacuum Breaker | 10.05.06 | UHG SubSt10kV Switch | Elect.op
665 | BM-71-114 | Breaker¦UHG Substation¦Feeder-14¦Vacuum Breaker Camp | BM701 | Breaker¦Vacuum Breaker | 10.05.06 | UHG SubSt10kV Switch | Elect.op
666 | BM-71-214 | Breaker¦UHG Substation¦Feeder-14¦Vacuum Breaker Water Supply-B | BM701 | Breaker¦Vacuum Breaker | 10.05.06 | UHG SubSt10kV Switch | Elect.op
667 | BM-71-115 | Breaker¦UHG Substation¦Feeder-15¦Breaker Service Transformer 2 | BM702 | Breaker¦Breaker | 10.05.06 | UHG SubSt10kV Switch | Elect.op
668 | BM-71-215 | Breaker¦UHG Substation¦Feeder-15¦Vacuum Breaker Provision | BM701 | Breaker¦Vacuum Breaker | 10.05.06 | UHG SubSt10kV Switch | Elect.op
669 | BM-71-116 | Breaker¦UHG Substation¦Feeder-16¦Vacuum Breaker Mining | BM701 | Breaker¦Vacuum Breaker | 10.05.06 | UHG SubSt10kV Switch | Elect.op
670 | BM-71-216 | Breaker¦UHG Substation¦Feeder-16¦Vacuum Breaker Modul-2 | BM701 | Breaker¦Vacuum Breaker | 10.05.06 | UHG SubSt10kV Switch | Elect.op
671 | BM-71-217 | Breaker¦UHG Substation¦Feeder-17¦Vacuum Breaker Povision | BM701 | Breaker¦Vacuum Breaker | 10.05.06 | UHG SubSt10kV Switch | Elect.op
672 | BM-71-117 | Breaker¦UHG Substation¦Feeder-17¦Vacuum Breaker Provision | BM701 | Breaker¦Vacuum Breaker | 10.05.06 | UHG SubSt10kV Switch | Elect.op
673 | BM-71-118 | Breaker¦UHG Substation¦Feeder-18 Vacuum Breaker Diesel Stattion-2 | BM701 | Breaker¦Vacuum Breaker | 10.05.06 | UHG SubSt10kV Switch | Elect.op
674 | BM-71-218 | Breaker¦UHG Substation¦Feeder-18 Vacuum Breaker Rude Coal | BM701 | Breaker¦Vacuum Breaker | 10.05.06 | UHG SubSt10kV Switch | Elect.op
675 | BM-71-119 | Breaker¦UHG Substation¦Feeder-19 Vacuum Breaker Incoming Feeder 2 | BM701 | Breaker¦Vacuum Breaker | 10.05.06 | UHG SubSt10kV Switch | Elect.op
676 | BM-71-219 | Breaker¦UHG Substation¦Feeder-19 Vacuum Breaker Turning water hole | BM701 | Breaker¦Vacuum Breaker | 10.05.06 | UHG SubSt10kV Switch | Elect.op
677 | BM-71-202 | Breaker¦UHG Substation¦Feeder-2 Vacuum Breaker Modul-3 | BM701 | Breaker¦Vacuum Breaker | 10.05.06 | UHG SubSt10kV Switch | Elect.op
678 | BM-71-102 | Breaker¦UHG Substation¦Feeder-2 Vacuum Breaker Provision | BM701 | Breaker¦Vacuum Breaker | 10.05.06 | UHG SubSt10kV Switch | Elect.op
679 | BM-71-120 | Breaker¦UHG Substation¦Feeder-20 Vacuum Breaker 12th line | BM701 | Breaker¦Vacuum Breaker | 10.05.06 | UHG SubSt10kV Switch | Elect.op
680 | BM-71-220 | Breaker¦UHG Substation¦Feeder-20 Vacuum Breaker Provision | BM701 | Breaker¦Vacuum Breaker | 10.05.06 | UHG SubSt10kV Switch | Elect.op
681 | BM-71-122 | Breaker¦UHG Substation¦Feeder-22 Vacuum Breaker HB-1B | BM701 | Breaker¦Vacuum Breaker | 10.05.06 | UHG SubSt10kV Switch | Elect.op
682 | WR-57-005 | Welding equipment¦Plasma cutter¦LGK-100 35A | WR502 | Welding equipment¦Plasma cutter | 80.13.13 | Workshop | Main.cent
683 | WR-57-004 | Welding equipment¦Welding machine¦Asea 250 | WR501 | Welding equipment¦Welding machine | 80.13.13 | Workshop | Main.cent
684 | WR-57-002 | Welding equipment¦Welding machine¦Wellstar 220 | WR501 | Welding equipment¦Welding machine | 80.13.13 | Workshop | Main.cent
685 | LI-47-115 | Lab instrument¦Chemical water lab Burner | LI401 | Lab instrument¦water lab | 30.06.03 | Water Lab | Water.trea
686 | LI-47-104 | Lab instrument¦Chemical water lab Conductivity Meter | LI401 | Lab instrument¦water lab | 30.06.03 | Water Lab | Water.trea
687 | LI-47-108 | Lab instrument¦Chemical water lab Dissolved Oxygen Tester | LI401 | Lab instrument¦water lab | 30.06.03 | Water Lab | Water.trea
688 | LI-47-110 | Lab instrument¦Chemical water lab distiller | LI401 | Lab instrument¦water lab | 30.06.03 | Water Lab | Water.trea
689 | LI-47-114 | Lab instrument¦Chemical water lab Dryning oven | LI401 | Lab instrument¦water lab | 30.06.03 | Water Lab | Water.trea
690 | LI-47-106 | Lab instrument¦Chemical water lab Electronic Analytical Balance | LI401 | Lab instrument¦water lab | 30.06.03 | Water Lab | Water.trea
691 | LI-47-116 | Lab instrument¦Chemical water lab Exhaust Hood | LI401 | Lab instrument¦water lab | 30.06.03 | Water Lab | Water.trea
692 | LI-47-117 | Lab instrument¦Chemical water lab larder fridge | LI401 | Lab instrument¦water lab | 30.06.03 | Water Lab | Water.trea
693 | LI-47-111 | Lab instrument¦Chemical water lab molecular lab water ultrapurifier | LI401 | Lab instrument¦water lab | 30.06.03 | Water Lab | Water.trea
694 | LI-47-105 | Lab instrument¦Chemical water lab pH meter | LI401 | Lab instrument¦water lab | 30.06.03 | Water Lab | Water.trea
695 | LI-47-112 | Lab instrument¦Chemical water lab shaker | LI401 | Lab instrument¦water lab | 30.06.03 | Water Lab | Water.trea
696 | LI-47-101 | Lab instrument¦Chemical water lab Spectrophotometer 1 | LI401 | Lab instrument¦water lab | 30.06.03 | Water Lab | Water.trea
697 | LI-47-102 | Lab instrument¦Chemical water lab Spectrophotometer 2 | LI401 | Lab instrument¦water lab | 30.06.03 | Water Lab | Water.trea
698 | LI-47-103 | Lab instrument¦Chemical water lab Spectrophotometer 3 | LI401 | Lab instrument¦water lab | 30.06.03 | Water Lab | Water.trea
699 | LI-47-113 | Lab instrument¦Chemical water lab temrature Electric Heating Board | LI401 | Lab instrument¦water lab | 30.06.03 | Water Lab | Water.trea
700 | LI-47-107 | Lab instrument¦Chemical water lab Water-bath | LI401 | Lab instrument¦water lab | 30.06.03 | Water Lab | Water.trea
701 | LI-47-109 | Lab instrument¦Chemical water labchemical balance | LI401 | Lab instrument¦water lab | 30.06.03 | Water Lab | Water.trea
702 | ZR-51-010 | Other equipment¦Presses | ZR501 | Other equipment¦Presses | 80.15.99 | Workshop | Main.cent
703 | WL-53-000 | Pipe¦Domestic tap water pipe | WL502 | Pipe¦Domestic tap water pipe | 40.03.01 | Power plant | Main.cent
704 | WL-52-000 | Pipe¦Firefighting water pipe | WL501 | Pipe¦Firefighting water pipe | 40.03.01 | Power plant | Main.cent
705 | WL-54-000 | Pipe¦Heating water pipe | WL503 | Pipe¦Heating water pipe | 40.03.01 | Power plant | Main.cent
706 | WL-55-000 | Pipe¦Sewage water pipe | WL504 | Pipe¦Sewage water pipe | 40.03.01 | Power plant | Main.cent
707 | YC-19-100 | Pneumatic Conveyor¦Limestone | YC101 | Pneumatic Conveyor¦Limestone | 20.03.01 | Boiler house¦Outside | Boiler.op
708 | NT-15-100 | Pressure tank¦40m³ LDO storage tank | NT101 | Pressure Tank¦outdoor | 30.01.12 | Boiler house¦Outside | Boiler.op
709 | WR-57-001 | Welding equipment¦Welding machine¦ВХ1-500 380V | WR501 | Welding equipment¦Welding machine | 80.13.13 | Workshop | Main.cent
710 | WR-57-003 | Welding equipment¦Welding machine¦СТ416 | WR501 | Welding equipment¦Welding machine | 80.13.13 | Workshop | Main.cent
711 | WZ-50-000 | Workshop¦Maintenancecenter | WZ501 | Workshop¦Maintenance center | 60.05.01 | Workshop | Main.cent
712 | BM-71-103 | Breaker¦UHG Substation¦Feeder-3 Vacuum Breaker Provision | BM701 | Breaker¦Vacuum Breaker | 10.05.06 | UHG SubSt10kV Switch | Elect.op
713 | BM-71-203 | Breaker¦UHG Substation¦Feeder-3 Vacuum Breaker Water Supply-A | BM701 | Breaker¦Vacuum Breaker | 10.05.06 | UHG SubSt10kV Switch | Elect.op
714 | BM-71-104 | Breaker¦UHG Substation¦Feeder-4 Vacuum Breaker 11th line | BM701 | Breaker¦Vacuum Breaker | 10.05.06 | UHG SubSt10kV Switch | Elect.op
715 | BM-71-204 | Breaker¦UHG Substation¦Feeder-4 Vacuum Breaker Provision | BM701 | Breaker¦Vacuum Breaker | 10.05.06 | UHG SubSt10kV Switch | Elect.op
716 | BM-71-105 | Breaker¦UHG Substation¦Feeder-5 Breaker Service Transformer 1 | BM701 | Breaker¦Vacuum Breaker | 10.05.06 | UHG SubSt10kV Switch | Elect.op
717 | BM-71-205 | Breaker¦UHG Substation¦Feeder-5 Vacuum Breaker Ovoolgo | BM701 | Breaker¦Vacuum Breaker | 10.05.06 | UHG SubSt10kV Switch | Elect.op
718 | BM-71-106 | Breaker¦UHG Substation¦Feeder-6 Vacuum Breaker HB-1A | BM701 | Breaker¦Vacuum Breaker | 10.05.06 | UHG SubSt10kV Switch | Elect.op
719 | BM-71-206 | Breaker¦UHG Substation¦Feeder-6 Vacuum Breaker Steam Boiler | BM701 | Breaker¦Vacuum Breaker | 10.05.06 | UHG SubSt10kV Switch | Elect.op
720 | BM-71-207 | Breaker¦UHG Substation¦Feeder-7 Vacuum Breaker Modul-1 | BM701 | Breaker¦Vacuum Breaker | 10.05.06 | UHG SubSt10kV Switch | Elect.op
721 | BM-71-208 | Breaker¦UHG Substation¦Feeder-8 Vacuum Breaker Incoming Feeder 1 | BM701 | Breaker¦Vacuum Breaker | 10.05.06 | UHG SubSt10kV Switch | Elect.op
722 | BM-71-108 | Breaker¦UHG Substation¦Feeder-8 Vacuum Breaker Povision | BM701 | Breaker¦Vacuum Breaker | 10.05.06 | UHG SubSt10kV Switch | Elect.op
723 | BM-71-109 | Breaker¦UHG Substation¦Feeder-9 Breaker Bus Riser | BM702 | Breaker¦Breaker | 10.05.06 | UHG SubSt10kV Switch | Elect.op
724 | BM-73-016 | WS-Breaker¦WS substation¦Breaker-1¦T-1 Шин.С | BM702 | Breaker¦Breaker | 10.05.06 | WS substation | Elect.op
725 | BM-73-018 | WS-Breaker¦WS substation¦Breaker-3¦ХT-1 Шин.С | BM702 | Breaker¦Breaker | 10.05.06 | WS substation | Elect.op
726 | BM-73-020 | WS-Breaker¦WS substation¦Breaker-5¦С.С-1 | BM702 | Breaker¦Breaker | 10.05.06 | WS substation | Elect.op
727 | BM-73-007 | WS-Breaker¦WS substation¦Breaker-7¦СХС | BM702 | Breaker¦Breaker | 10.05.06 | WS substation | Elect.op
728 | BM-73-022 | WS-Breaker¦WS substation¦Breaker-7¦Ус хангамж-А Шу.С | BM702 | Breaker¦Breaker | 10.05.06 | WS substation | Elect.op
729 | BM-73-023 | WS-Breaker¦WS substation¦Breaker-8¦Ус хангамж-Б Шу.С | BM702 | Breaker¦Breaker | 10.05.06 | WS substation | Elect.op
730 | BM-73-014 | WS-Breaker¦WS substation¦Reclosers breaker-1¦T-1 Оролт | BM703 | Breaker¦Reclosers breaker | 10.05.06 | WS substation | Elect.op
731 | BZ-18-200 | Building-General¦Power Plant¦ESP control house | BZ102 | Building - Auxiliary | 60.01.04 | ESP house | Boiler.op
732 | BZ-18-500 | Building-General¦Power Plant¦FAPS house | BZ102 | Building - Auxiliary | 60.01.04 | FAPS house | Boiler.op
733 | BZ-18-400 | Building-General¦Power Plant¦Hammer crasher house | BZ102 | Building - Auxiliary | 60.01.04 | Hammer crasher house | Coal.handl
734 | BZ-18-300 | Building-General¦Power Plant¦ID fan house | BZ102 | Building - Auxiliary | 60.01.04 | ID fan house | Boiler.op
735 | BZ-18-100 | Building-General¦Power plant¦Main building | HZ001 | Building - Boiler House | 60.04.02 | Power plant | Boiler.op
736 | HF-42-000 | Cartridge Filter¦Watertreament RO | HF401 | Cartridge Filter¦Safety filter | 20.03.09 | Reverse osmos | Water.trea
737 | DP-41-210 | Dosing Pump¦Power Plant¦Watertreament¦Flocculant dosing Pump | DP401 | Dosing Pump¦Water treatment | 20.03.31 | Reversed osmos | Water.trea
738 | TK-41-200 | Tank¦Watertreament Flocculant dosing | TK403 | Tank¦Dosing tank | 40.03.04 | ChemicalDosingDevice | Water.trea
739 | DA-76-111 | Engine¦UHG substationDG-4 | DA712 | Engine¦Diesel engine¦AA-4LE2 | 10.02.03 | Transportab.DieselSt | Elect.op
740 | NT-26-100 | Pressure tank¦Deaerator 1 | NT201 | Pressure tank¦Deaerator¦ZCY50¦25m3 | 30.02.17 | PowerPlant BoiHou12m | Turbine.op
741 | NT-26-200 | Pressure tank¦Deaerator 2 | NT201 | Pressure tank¦Deaerator¦ZCY50¦25m3 | 30.02.17 | PowerPlant BoiHou12m | Turbine.op
742 | NT-64-100 | ER(M)-Pressure Tank¦Gallerei¦Boiler system 1 | NT602 | Pressure Tank¦Boiler system | 80.01.04 | Gallery Boiler House | HSD
743 | HF-42-300 | Cartridge Filter¦Watertreatment RO Cleaning | HF401 | Cartridge Filter¦Safety filter | 20.03.09 | Pure water | Water.trea
744 | FP-64-010 | ER(M)-Centrifugal fan¦Gallerei¦ID fan 1 | FP602 | Centrifugal fan¦ID fan | 80.11.01 | Gallery Boiler House | HSD
745 | FP-62-010 | ER(M)-Centrifugal fan¦Mining¦ID fan 1 | FP602 | Centrifugal fan¦ID fan | 80.11.01 | Mining Boiler House | HSD
746 | FP-62-020 | ER(M)-Centrifugal fan¦Mining¦ID fan 2 | FP602 | Centrifugal fan¦ID fan | 80.11.01 | Mining Boiler House | HSD
747 | FP-63-300 | ER(M)-Centrifugal fan¦Tsetsii¦FD fan 3 | FP601 | Centrifugal fan¦FD fan | 80.11.01 | Tsetsii Boiler house | HSD
748 | FP-63-030 | ER(M)-Centrifugal fan¦Tsetsii¦ID fan 3 | FP602 | Centrifugal fan¦ID fan | 80.11.01 | Tsetsii Boiler house | HSD
749 | CI-43-200 | Chemical dosing device¦FAWS | CI404 | Chemical dosing device¦FAWS | 10.10.99 | Pure water | Water.trea
750 | CI-43-100 | Chemical dosing device cleanig | CI403 | Chemical dosing device¦Cleaning | 10.10.99 | Pure water | Water.trea
751 | CI-45-000 | Chemical dosing device¦Power Plant¦Phosphate dosing device | CI406 | Chemical dosing device¦Phosphate | 10.10.99 | ChemicalDosingDevice | Water.trea
752 | CI-46-000 | Chemical dosing device¦Power Plant¦Cooling tower Antisludging Agent | CI407 | Chemical dosing device¦Cooling tower Antisludging Agent | 10.10.99 | ChemicalDosingDevice | Water.trea
753 | CI-44-000 | Chemical dosing device¦Power Plant¦Ammoniating dosing device | CI405 | Chemical dosing device¦Ammoniating | 10.10.99 | ChemicalDosingDevice | Water.trea
754 | CI-42-000 | Chemical dosing device¦Reversed Osmosis Antisludging Agent | CI401 | Chemical dosing device¦Flocculant | 20.03.29 | Reverse osmos | Water.trea
755 | CI-42-300 | Chemical dosing device¦Reversed Osmosis Cleaning solution dosing device | CI403 | Chemical dosing device¦Cleaning | 10.10.99 | Reverse osmos | Water.trea
756 | TE-66-100 | ER(M)-controlbox¦ERT camp¦boiler house main controlbox | TE601 | controlbox¦boiler house main controlbox | 30.05.12 | ERT Camp BoilerHouse | HSD
757 | TE-61-100 | ERT-controlbox¦ERT¦boiler house main controlbox | TE601 | controlbox¦boiler house main controlbox | 30.05.12 | ERT Boiler House | HSD
758 | TE-61-110 | ERT-controlbox¦ERT¦boiler main controlbox1 | TE602 | controlbox¦boiler main controlbox | 30.05.12 | ERT Boiler House | HSD
759 | TE-61-120 | ER(M)-controlbox¦ERT¦boiler main controlbox2 | TE602 | controlbox¦boiler main controlbox | 30.05.12 | Gallery Boiler House | HSD
760 | TE-61-130 | ERT-controlbox¦ERT¦boiler main controlbox3 | TE602 | controlbox¦boiler main controlbox | 30.05.12 | ERT Boiler House | HSD
761 | TE-61-200 | ERT-controlbox¦ERT¦Heat Exchanger controlbox 1 | TE603 | controlbox¦Heat Exchanger controlbox | 30.05.12 | ERT Boiler House | HSD
762 | TE-64-200 | ER(M)-controlbox¦ERT¦Heat Exchanger controlbox 2 | TE603 | controlbox¦Heat Exchanger controlbox | 30.05.12 | Gallery Boiler House | HSD
763 | TE-64-100 | ER(M)-controlbox¦Gallerei¦boiler house main controlbox | TE601 | controlbox¦boiler house main controlbox | 30.05.12 | Gallery Boiler House | HSD
764 | TE-62-100 | ER(M)-controlbox¦Mining¦boiler house main controlbox1 | TE601 | controlbox¦boiler house main controlbox | 30.05.12 | Mining Boiler House | HSD
765 | TE-62-110 | ER(M)-controlbox¦Mining¦boiler main controlbox1 | TE602 | controlbox¦boiler main controlbox | 30.05.12 | Mining Boiler House | HSD
766 | TE-62-120 | ER(M)-controlbox¦Mining¦boiler main controlbox2 | TE602 | controlbox¦boiler main controlbox | 30.05.12 | Mining Boiler House | HSD
767 | TE-62-200 | ER(M)-controlbox¦Mining¦Heat Exchanger controlbox | TE603 | controlbox¦Heat Exchanger controlbox | 30.05.12 | Mining Boiler House | HSD
768 | TE-67-100 | TG-controlbox¦TG¦boiler house main controlbox | TE601 | controlbox¦boiler house main controlbox | 30.05.12 | TG Boiler House | HSD
769 | NT-64-110 | ER(M)-Pressure Tank¦Gallerei¦Heating system 1 | NT601 | Pressure Tank¦Heating system | 80.01.04 | Gallery Boiler House | HSD
770 | NT-64-120 | ER(M)-Pressure Tank¦Gallerei¦Heating system 2 | NT601 | Pressure Tank¦Heating system | 80.01.04 | Gallery Boiler House | HSD
771 | NT-15-200 | Pressure tank¦Ignition oil tank | NT101 | Pressure Tank¦outdoor | 30.01.12 | Boiler house¦0m | Boiler.op
772 | NT-62-100 | ER(M)-Pressure Tank¦Mining¦Heating system 1 | NT601 | Pressure Tank¦Heating system | 80.01.04 | Mining Boiler House | HSD
773 | NT-63-100 | ER(M)-Pressure Tank¦Tsetsii¦Boiler system 1 | NT602 | Pressure Tank¦Boiler system | 80.01.04 | Tsetsii Boiler house | HSD
774 | NT-63-110 | ER(M)-Pressure Tank¦Tsetsii¦Haeting system 1 | NT601 | Pressure Tank¦Heating system | 80.01.04 | Tsetsii Boiler house | HSD
775 | PP-26-700 | Pump¦Condensate tank pump 1 | PP207 | Pump¦Condensate tank pump¦R25-125 | 30.02.13 | PowerPlant BoiHou 6m | Turbine.op
776 | PP-26-800 | Pump¦Condensate tank pump 2 | PP207 | Pump¦Condensate tank pump¦R25-125 | 30.02.13 | PowerPlant BoiHou 6m | Turbine.op
777 | SP-19-100 | Spiral¦Spiral feeder | SP101 | Spirals¦Spiral feeder | 20.02.03 | Boiler house¦Outside | Boiler.op
778 | KL-27-100 | Steam Pipe/hose¦Main steam collector | KL201 | Steam Pipe/hose¦Main steam collector¦219x8mm | 30.02.11 | Power plant TurHouse | Turbine.op
779 | SU-74-004 | ERT-Substation¦CHHP Boiler houze ¦35/04 kV ABB | SU703 | Substation¦35/04 | 60.03.02 | SHPP Boiler houze | Elect.op
780 | SU-74-008 | ERT-Substation¦CHHP Hayagdaliin dalan ¦35/04 kV Samara | SU703 | Substation¦35/04 | 60.03.02 | SHPP HayagdalinDalan | Elect.op
781 | SU-74-001 | ERT-Substation¦CHHP Module-1 ¦35/04 kV ABB | SU703 | Substation¦35/04 | 60.03.02 | SHPP-1 | Elect.op
782 | SU-74-002 | ERT-Substation¦CHHP Moduli-2 ¦35/04 kV ABB | SU703 | Substation¦35/04 | 60.03.02 | SHPP-2 | Elect.op
783 | SU-74-003 | ERT-Substation¦CHHP Moduli-3 ¦35/04 kV ABB | SU703 | Substation¦35/04 | 60.03.02 | SHPP-3 | Elect.op
784 | SU-74-006 | ERT-Substation¦CHHP Product Handling ¦35/04 kV ABB | SU703 | Substation¦35/04 | 60.03.02 | SHPP ProdHandlngCoal | Elect.op
785 | SU-74-005 | ERT-Substation¦CHHP Raw coal ¦35/04 kV ABB | SU703 | Substation¦35/04 | 60.03.02 | SHPP Raw coal | Elect.op
786 | SU-74-007 | ERT-Substation¦CHHP Return water ¦35/04 kV ABB | SU703 | Substation¦35/04 | 60.03.02 | SHPP ErgeltinUsanSan | Elect.op
787 | SU-72-001 | ER(M)-Substation¦Hothon substation | SU702 | Power Substation¦35/10 kV¦ | 60.03.02 | Galarei camp | Elect.op
788 | SU-75-101 | ER(M)-Substation¦HTP-1 Tsetsii horoolol | SU704 | Power Substation¦10/0.4 kV¦ | 60.03.02 | Tsetsii horoolol | Elect.op
789 | SU-75-102 | ER(M)-Substation¦HTP-2 Tsetsii horoolol | SU704 | Power Substation¦10/0.4 kV¦ | 60.03.02 | Tsetsii horoolol | Elect.op
790 | SU-75-104 | ER(M)-Substation¦HTP-4 Tsetsii horoolol | SU704 | Power Substation¦10/0.4 kV¦ | 60.03.02 | Tsetsii horoolol | Elect.op
791 | SU-75-010 | WS-Substation¦KTPN-10 maiga uul | SU704 | Power Substation¦10/0.4 kV¦ | 60.03.02 | Maiga uul usan san | Elect.op
792 | SU-75-011 | ER(M)-Substation¦KTPN-11 PP camp | SU704 | Power Substation¦10/0.4 kV¦ | 60.03.02 | PP camp | Elect.op
793 | BM-75-006 | ERT-Breaker¦Ачаалал таслагч ВНА -10/400 KTPN-6 | BM705 | Breaker¦Ачаалал таслагч | 10.05.06 | CHPP | Elect.op
794 | TE-63-100 | ER(M)-controlbox¦Tsetsii¦boiler house main controlbox1 | TE601 | controlbox¦boiler house main controlbox | 30.05.12 | Tsetsii Boiler house | HSD
795 | TE-63-110 | ER(M)-controlbox¦Tsetsii¦boiler main controlbox1 | TE602 | controlbox¦boiler main controlbox | 30.05.12 | Tsetsii Boiler house | HSD
796 | TE-63-120 | ER(M)-controlbox¦Tsetsii¦boiler main controlbox2 | TE602 | controlbox¦boiler main controlbox | 30.05.12 | Tsetsii Boiler house | HSD
797 | HX-64-200 | ER(M)-Heat Exchanger¦Gallerei¦Domestic hot water | HX602 | Heat Exchanger¦Domestic hot water | 80.01.19 | Gallery Boiler House | HSD
798 | BB-62-200 | Boiler¦Mining¦boiler 2 | BB605 | Boiler¦KV | 80.01.27 | Mining Boiler House | HSD
799 | BB-62-100 | Boiler¦Mining¦Boiler 1 | BB605 | Boiler¦KV | 80.01.27 | Mining Boiler House | HSD
800 | CX-24-100 | Condenser¦Power Plant¦Air Cooled Condenser 1 | CX201 | Condenser¦Air cooled condenser¦HTAC10ACMH001 | 30.02.28 | ACC 1 | Turbine.op
801 | CX-24-200 | Condenser¦Power Plant¦Air Cooled Condenser 2 | CX201 | Condenser¦Air cooled condenser¦HTAC10ACMH001 | 30.02.28 | ACC 2 | Turbine.op
802 | CX-24-300 | Condenser¦Power Plant¦Air Cooled Condenser 3 | CX201 | Condenser¦Air cooled condenser¦HTAC10ACMH001 | 30.02.28 | ACC 3 | Turbine.op
803 | TF-74-009 | ERT-Transformer¦Power transformer¦CHPP Moduli-3¦SB-M-1000/35¦ 35/04 kV TF-444 | TF702 | Transformer¦Power Transformer 35/10/04 kV | 30.05.09 | CHPP Module-3 | Elect.op
804 | TF-74-007 | ERT-Transformer¦Power transformer¦CHPP Moduli-3¦SB-M-3000/35¦ 35/04 kV TF-441 | TF702 | Transformer¦Power Transformer 35/10/04 kV | 30.05.09 | CHPP Module-3 | Elect.op
805 | TF-74-008 | ERT-Transformer¦Power transformer¦CHPP Moduli-3¦SB-M-3000/35¦ 35/04 kV TF-442 | TF702 | Transformer¦Power Transformer 35/10/04 kV | 30.05.09 | CHPP Module-3 | Elect.op
806 | JR-51-010 | Cutting Machine¦Maintenance center¦Hydraulic shearing machine | JR501 | Cutting Machine¦Hydraulic shearing machine | 80.15.02 | Workshop | Main.cent
807 | FP-64-100 | ER(M)-Centrifugal fan¦Gallerei¦FD fan 1 | FP601 | Centrifugal fan¦FD fan | 80.11.01 | Gallery Boiler House | HSD
808 | TE-63-130 | ER(M)-controlbox¦Tsetsii¦boiler main controlbox3 | TE603 | controlbox¦Heat Exchanger controlbox | 30.05.12 | Tsetsii Boiler house | HSD
809 | TE-63-200 | ER(M)-controlbox¦Tsetsii¦Heat Exchanger controlbox | TE603 | controlbox¦Heat Exchanger controlbox | 30.05.12 | Tsetsii Boiler house | HSD
810 | JR-57-001 | Cutting Machine¦Dn400 | JR503 | Cutting Machine¦Ken Dn400 | 80.14.01 | Workshop | Main.cent
811 | CY-11-100 | Cyclone¦Power Plant¦Boiler 1 | CY101 | Cyclone¦Boiler¦HX-35/3.82-450 | 20.02.12 | Boiler#1¦BoilerHouse | Boiler.op
812 | CY-12-100 | Cyclone¦Power Plant¦Boiler 2 | CY101 | Cyclone¦Boiler¦HX-35/3.82-450 | 20.02.12 | Boiler#2¦BoilerHouse | Boiler.op
813 | CY-13-100 | Cyclone¦Power Plant¦Boiler 3 | CY101 | Cyclone¦Boiler¦HX-35/3.82-450 | 20.02.12 | Boiler#3¦BoilerHouse | Boiler.op
814 | CY-63-300 | Cyclone¦Tsetsii¦Boiler 3 | CY601 | Cyclone¦boiler | 20.02.12 | Tsetsii Boiler house | HSD
815 | ZQ-24-100 | Device¦AAC cleaning device | ZQ201 | Device¦AAC cleaning device¦CM-2A/Ct | 30.02.11 | Annex 1 | Turbine.op
816 | IN-72-101 | ER(M)-Distributing line¦¦Aerfort¦AC-70\10¦L=61km | IN701 | Distributing line¦10 kV | 30.05.04 | Hothon 10kV DL TTA | Elect.op
817 | IN-72-103 | ER(M)-Distributing line¦Ajilchidiin horoolol¦AC-70\10¦L=0973km | IN701 | Distributing line¦10 kV | 30.05.04 | Ajilchidiin horoolol | Elect.op
818 | IN-71-103 | ER(M)-Distributing line¦Camp¦AC-50\8¦L=101km | IN702 | Distributing line¦35 kV | 30.05.04 | UHG substation Camp | Elect.op
819 | IN-71-102 | Distributing line¦Electric transmission line¦2x10 kV¦ACSR-400\25¦L=2x038 km | IN701 | Distributing line¦10 kV | 30.05.04 | Hothon10kVElectricTL | Elect.op
820 | BM-75-010 | WS-Breaker¦Хуурай салгуур РЛНД-10/400 KTPN-10 | BM704 | Breaker¦Хуурай салгуур | 10.05.06 | Tsetsii horoolol | Elect.op
821 | BM-75-011 | ER(M)-Breaker¦Ачаалал таслагч ВНА-10/400 KTPN-11 | BM705 | Breaker¦Ачаалал таслагч | 10.05.06 | PP camp | Elect.op
822 | SU-75-012 | ER(M)-Substation¦KTPN-12 post 81 | SU704 | Power Substation¦10/0.4 kV¦ | 60.03.02 | Post 81 | Elect.op
823 | SU-75-013 | WS-Substation¦KTPN-13 undnii us | SU704 | Power Substation¦10/0.4 kV¦ | 60.03.02 | UndniiUsTsevershuleh | Elect.op
824 | IN-73-101 | WS-Distributing line¦Hudgiin A¦AC-50\10¦L=176km | IN701 | Distributing line¦10 kV | 30.05.04 | WS 10kV DL Hudgiin A | Elect.op
825 | IN-73-102 | WS-Distributing line¦Hudgiin B¦AC-50\10¦L=98km | IN701 | Distributing line¦10 kV | 30.05.04 | WS 10kV DL Hudgiin B | Elect.op
826 | IN-73-103 | WS-Distributing line¦Hudgiin C¦AC-50\10¦L=1525km | IN701 | Distributing line¦10 kV | 30.05.04 | WS 10kV DL Hudgiin C | Elect.op
827 | IN-71-104 | ER(M)-Distributing line¦Mining¦AC-70\10¦L=11km | IN703 | Distributing line¦110 kV | 30.05.04 | UHG SubSt Mining | Elect.op
828 | IN-71-350 | ERT-Distributing line¦Return Water ¦AC-70\10¦L=52km | IN702 | Distributing line¦35 kV | 30.05.04 | UHG ReturnWater | Elect.op
829 | IN-71-101 | ER(M)-Distributing line¦Shuuruuleh¦AC-70¦L=88km | IN701 | Distributing line¦10 kV | 30.05.04 | UHG SubSt Shuuruuleh | Elect.op
830 | IN-72-102 | WS-Distributing line¦Sumiin tseverleh ¦AC-50\10¦L=082km | IN701 | Distributing line¦10 kV | 30.05.04 | Sumiin tseverleh | Elect.op
831 | IN-71-110 | ER(M)-Distributing line¦TT-UHG 110 kV¦AC-240¦L=2x14km | IN703 | Distributing line¦110 kV | 30.05.04 | TT-UHG110kV DistLine | Elect.op
832 | IN-71-351 | WS-Distributing line¦Water supply¦AC-7095\10¦L=2x15km | IN702 | Distributing line¦35 kV | 30.05.04 | UHG-WS35kV DistLine | Elect.op
833 | DP-42-000 | Dosing Pump¦Watertreament RO Antisludging Agent | DP401 | Dosing Pump¦Water treatment | 20.03.31 | ChemicalDosingDevice | Water.trea
834 | DM-57-001 | Drill Machine¦Ken 2826BS | DM501 | Drill Machine¦Ken | 80.14.01 | Workshop | Main.cent
835 | DT-11-100 | Drum¦Power Plant¦Boiler 1 | DT101 | Drum¦Boiler¦HX-35/3.82-450 | 80.08.03 | Boiler#1¦23m | Boiler.op
836 | DT-12-100 | Drum¦Power Plant¦Boiler 2 | DT101 | Drum¦Boiler¦HX-35/3.82-450 | 80.08.03 | Boiler#2¦23m | Boiler.op
837 | DT-13-100 | Drum¦Power Plant¦Boiler 3 | DT101 | Drum¦Boiler¦HX-35/3.82-450 | 80.08.03 | Boiler#3¦23m | Boiler.op
838 | EF-11-100 | Electrostatic Precipitator¦Powe Plant¦Boiler 1 | EF101 | Electrostatic Precipitator¦ RDW33.6/4*4.0/12*0.4/7 | 30.05.25 | Boiler#1¦Outside | Boiler.op
839 | EF-12-100 | Electrostatic Precipitator¦Powe Plant¦Boiler 2 | EF101 | Electrostatic Precipitator¦ RDW33.6/4*4.0/12*0.4/7 | 30.05.25 | Boiler#2¦Outside | Boiler.op
840 | FP-64-200 | ER(M)-Centrifugal fan¦Gallerei¦FD fan 2 | FP602 | Centrifugal fan¦ID fan | 80.11.01 | Gallery Boiler House | HSD
841 | DA-39001 | Engine¦Diesel generator | DA301 | Engine¦Diesel engine¦3512 | 30.05.01 | ECB | Elect.op
842 | PN-31-103 | Turbo generator¦TG3 | PN301 | Turbo generator¦QF2-J6-2 | 10.05.10 | MPH | Elect.op
843 | PN-31-102 | Turbo generator¦TG2 | PN301 | Turbo generator¦QF2-J6-2 | 10.05.10 | MPH | Elect.op
844 | TF-73-010 | Transformer¦WS Substation¦Potential Transformer-1¦10kV A phase | TF705 | Transformer¦Potential transformer | 30.05.10 | FE-83-104 A phase | Elect.op
845 | TF-73-011 | Transformer¦WS Substation¦Potential Transformer-1¦10kV B phase | TF705 | Transformer¦Potential transformer | 30.05.10 | FE-83-104 B phase | Elect.op
846 | TF-73-012 | WS-Transformer¦WS Substation¦Potential Transformer-1¦10kV C phase | TF705 | Transformer¦Potential transformer | 30.05.10 | FE-83-104 C phase | Elect.op
847 | TF-73-014 | WS-Transformer¦WS Substation¦Potential Transformer-2¦10kV B phase | TF705 | Transformer¦Potential transformer | 30.05.10 | FE-83-107 B phase | Elect.op
848 | TF-73-013 | WS-Transformer¦WS Substation¦Potential Transformer-2¦10kV A phase | TF705 | Transformer¦Potential transformer | 30.05.10 | FE-83-107 A phase | Elect.op
849 | TF-73-015 | WS-Transformer¦WS Substation¦Potential Transformer-2¦10kV C phase | TF705 | Transformer¦Potential transformer | 30.05.10 | FE-83-107 C phase | Elect.op
850 | BZ-31-101 | Building-General¦Power Plant¦ECB | BZ301 | Building - ECB | 60.01.04 | ECB | Elect.op
851 | SU-75-014 | ER(M)-Substation¦KTPN-14 Galarei camp-1 | SU704 | Power Substation¦10/0.4 kV¦ | 60.03.02 | Galarei camp | Elect.op
852 | SU-75-015 | ER(M)-Substation¦KTPN-15 Galarei camp-2 | SU704 | Power Substation¦10/0.4 kV¦ | 60.03.02 | Galarei camp | Elect.op
853 | SU-75-016 | ER(M)-Substation¦KTPN-16 Tsetsii horoolol | SU704 | Power Substation¦10/0.4 kV¦ | 60.03.02 | Tsetsii horoolol | Elect.op
854 | SU-75-019 | WS-Substation¦KTPN-19 WS A-1 | SU704 | Power Substation¦10/0.4 kV¦ | 60.03.02 | Water supply/Naimdai | Elect.op
855 | SU-75-002 | ER(M)-Substation¦KTPN-2 Mining work shop | SU704 | Power Substation¦10/0.4 kV¦ | 60.03.02 | Mining work shop | Elect.op
856 | SU-75-020 | WS-Substation¦KTPN-20 WS A-2 | SU704 | Power Substation¦10/0.4 kV¦ | 60.03.02 | Water supply/Naimdai | Elect.op
857 | SU-75-021 | WS-Substation¦KTPN-21 WS A-3 | SU704 | Power Substation¦10/0.4 kV¦ | 60.03.02 | Water supply/Naimdai | Elect.op
858 | SU-75-022 | WS-Substation¦KTPN-22 WS A-4 | SU704 | Power Substation¦10/0.4 kV¦ | 60.03.02 | Water supply/Naimdai | Elect.op
859 | SU-75-023 | WS-Substation¦KTPN-23 WS B-1 | SU704 | Power Substation¦10/0.4 kV¦ | 60.03.02 | Water supply/Naimdai | Elect.op
860 | SU-75-024 | WS-Substation¦KTPN-24 WS B-2 | SU704 | Power Substation¦10/0.4 kV¦ | 60.03.02 | Water supply/Naimdai | Elect.op
861 | SU-75-025 | WS-Substation¦KTPN-25 WS B-3 | SU704 | Power Substation¦10/0.4 kV¦ | 60.03.02 | Water supply/Naimdai | Elect.op
862 | SU-75-026 | WS-Substation¦KTPN-26 WS C-1 | SU704 | Power Substation¦10/0.4 kV¦ | 60.03.02 | Water supply/Naimdai | Elect.op
863 | SU-75-027 | WS-Substation¦KTPN-27 WS C-2 | SU704 | Power Substation¦10/0.4 kV¦ | 60.03.02 | Water supply/Naimdai | Elect.op
864 | SU-75-028 | WS-Substation¦KTPN-28 WS C-3 | SU704 | Power Substation¦10/0.4 kV¦ | 60.03.02 | Water supply/Naimdai | Elect.op
865 | SU-75-029 | WS-Substation¦KTPN-29 WS D-1 | SU704 | Power Substation¦10/0.4 kV¦ | 60.03.02 | Water supply/Naimdai | Elect.op
866 | SU-75-003 | ER(M)-Substation¦KTPN-3 Mining offise | SU704 | Power Substation¦10/0.4 kV¦ | 60.03.02 | Mining offise | Elect.op
867 | SU-75-030 | WS-Substation¦KTPN-30 WS F-1 | SU704 | Power Substation¦10/0.4 kV¦ | 60.03.02 | Water supply/Naimdai | Elect.op
868 | SU-75-031 | ER(M)-Substation¦KTPN-31 aerfort | SU704 | Power Substation¦10/0.4 kV¦ | 60.03.02 | TT Airport | Elect.op
869 | SU-75-032 | ER(M)-Substation¦KTPN-32 Ajiljdiin horoolol | SU704 | Power Substation¦10/0.4 kV¦ | 60.03.02 | Uurhachin hojoolol | Elect.op
870 | SU-75-033 | ER(M)-Substation¦KTPN-33 Ajilchdii horoolol | SU704 | Power Substation¦10/0.4 kV¦ | 60.03.02 | Uurhachin hojoolol | Elect.op
871 | SU-75-034 | ER(M)-Substation¦KTPN-34 Ajilchdiin horoolol | SU704 | Power Substation¦10/0.4 kV¦ | 60.03.02 | Uurhachin hojoolol | Elect.op
872 | SU-75-035 | TG-Substation¦KTPN-35 Transgovi loop | SU704 | Power Substation¦10/0.4 kV¦ | 60.03.02 | Loop | Elect.op
873 | SU-75-036 | ER(M)-Substation¦KTPN-36 Mining simulator | SU704 | Power Substation¦10/0.4 kV¦ | 60.03.02 | Mining simulator | Elect.op
874 | SU-75-037 | ER(M)-Substation¦KTPN-37 Shuuruuleh 1 | SU704 | Power Substation¦10/0.4 kV¦ | 60.03.02 | Mining shuuruuleh | Elect.op
875 | SU-75-038 | ER(M)-Substation¦KTPN-38 Shuuruuleh 2 | SU704 | Power Substation¦10/0.4 kV¦ | 60.03.02 | Mining shuuruuleh | Elect.op
876 | SU-75-039 | ER(M)-Substation¦KTPN-39 Shuuruuleh 3 | SU704 | Power Substation¦10/0.4 kV¦ | 60.03.02 | Mining shuuruuleh | Elect.op
877 | SU-75-004 | ERT-Substation¦KTPN-4 Galiin usan san | SU704 | Power Substation¦10/0.4 kV¦ | 60.03.02 | CHPP Galiin usan san | Elect.op
878 | SU-75-040 | ER(M)-Substation¦KTPN-40 Shuuruuleh 4 | SU704 | Power Substation¦10/0.4 kV¦ | 60.03.02 | Mining shuuruuleh | Elect.op
879 | SU-75-041 | ER(M)-Substation¦KTPN-41 Shuuruuleh 5 | SU704 | Power Substation¦10/0.4 kV¦ | 60.03.02 | Mining shuuruuleh | Elect.op
880 | SU-75-043 | WS-Substation¦KTPN-44 Public serves | SU704 | Power Substation¦10/0.4 kV¦ | 60.03.02 | Public serves | Elect.op
881 | BM-75-026 | WS-Breaker¦Хуурай салгуур РЛНД-10/400 KTPN-26 | BM704 | Breaker¦Хуурай салгуур | 10.05.06 | Tsetsii horoolol | Elect.op
882 | PN-31-101 | Turbo generator¦TG1 | PN301 | Turbo generator¦QF2-J6-2 | 10.05.10 | MPH | Elect.op
883 | QK-51-021 | Grinder¦Maintenance center¦Grinding machine 2 | QK502 | Grinder¦Grinding machine Dn200 | 80.14.01 | Workshop | Main.cent
884 | QK-51-022 | Grinder¦Maintenance center¦Grinding machine 3 | QK502 | Grinder¦Grinding machine Dn200 | 80.14.01 | Workshop | Main.cent
885 | CY-61-200 | Cyclone¦ERT¦Boiler 2 | CY601 | Cyclone¦boiler | 20.02.12 | ERT Boiler House | HSD
886 | CY-61-300 | Cyclone¦ERT¦Boiler 3 | CY601 | Cyclone¦boiler | 20.02.12 | ERT Boiler House | HSD
887 | WP-64-420 | ER(M)-Water pump¦Gallerei¦Heating water pump 2 | WP603 | Water pump¦Heating water pump | 10.10.17 | Gallery Boiler House | HSD
888 | WP-64-410 | ER(M)-Water pump¦Gallerei¦Heating water pump 1 | WP603 | Water pump¦Heating water pump | 10.10.17 | Gallery Boiler House | HSD
889 | WP-64-001 | ER(M)-Water pump¦Gallerei¦Hot water pump 1 | WP604 | Water pump¦Hot water pump | 10.10.17 | Gallery Boiler House | HSD
890 | WP-64-002 | ER(M)-Water pump¦Gallerei¦Hot water pump 2 | WP604 | Water pump¦Hot water pump | 10.10.17 | Gallery Boiler House | HSD
891 | PP-54-110 | Pump¦Power plant main building 12m¦Main water pump 1 | PP505 | Pump¦Heating system¦Main water pump | 40.01.99 | PowerPlant Build 12m | Main.cent
892 | PP-54-210 | Pump¦Power plant main building 12m¦Main water pump 2 | PP505 | Pump¦Heating system¦Main water pump | 40.01.99 | PowerPlant Build 12m | Main.cent
893 | WP-61-420 | ERT-Water pump¦ERT¦Heating water pump 2 | WP603 | Water pump¦Heating water pump | 10.10.17 | ERT Boiler House | HSD
894 | WP-61-410 | ERT-Water pump¦ERT¦Heating water pump 1 | WP603 | Water pump¦Heating water pump | 10.10.17 | ERT Boiler House | HSD
895 | WP-63-200 | ER(M)-Water pump¦Tsetsii¦Boiler main water pump 2 | WP601 | Water pump¦boiler main water pump | 10.10.17 | Tsetsii Boiler house | HSD
896 | WP-63-300 | ER(M)-Water pump¦Tsetsii¦Boiler main water pump 3 | WP601 | Water pump¦boiler main water pump | 10.10.17 | Tsetsii Boiler house | HSD
897 | EF-13-100 | Electrostatic Precipitator¦Powe Plant¦Boiler 3 | EF101 | Electrostatic Precipitator¦ RDW33.6/4*4.0/12*0.4/7 | 30.05.25 | Boiler#3¦Outside | Boiler.op
898 | EC-64-100 | Elevator/Escalator¦Gallery Camp¦Bad Ash 1 | EC601 | Elevator/Escalator¦ash | 10.02.01 | Gallery Boiler House | HSD
899 | EC-64-200 | Elevator/Escalator¦Gallery Camp¦Bad Ash 2 | EC601 | Elevator/Escalator¦ash | 10.02.01 | Gallery Boiler House | HSD
900 | EC-14-100 | Elevator/Escalator¦Power Plant¦Coal hadling system¦Emergency | EC101 | Elevator¦Coal handle | 30.04.14 | Coal handle system | Coal.handl
901 | FE-72-101 | Feeder¦Khothon¦10kV Cubicle-1 Service Transformer 1 | FE701 | Feeder¦Substation¦10kV | 20.03.10 | Khothon SubS10kV SR | Elect.op
902 | FE-72-110 | Feeder¦Khothon¦10kV Cubicle-10 Bus Coupler | FE701 | Feeder¦Substation¦10kV | 20.03.10 | Khothon SubS10kV SR | Elect.op
903 | FE-72-111 | Feeder¦Khothon¦10kV Cubicle-11 Airport | FE701 | Feeder¦Substation¦10kV | 20.03.10 | Khothon SubS10kV SR | Elect.op
904 | FE-72-112 | Feeder¦Khothon¦10kV Cubicle-12 Worker district | FE701 | Feeder¦Substation¦10kV | 20.03.10 | Khothon SubS10kV SR | Elect.op
905 | FE-72-113 | Feeder¦Khothon¦10kV Cubicle-13 Tsetsii district 2 | FE701 | Feeder¦Substation¦10kV | 20.03.10 | Khothon SubS10kV SR | Elect.op
906 | FE-72-114 | Feeder¦Khothon¦10kV Cubicle-14 ER Camp 2 | FE701 | Feeder¦Substation¦10kV | 20.03.10 | Khothon SubS10kV SR | Elect.op
907 | FE-72-115 | Feeder¦Khothon¦10kV Cubicle-15 Voltage Transformer 2 | FE701 | Feeder¦Substation¦10kV | 20.03.10 | Khothon SubS10kV SR | Elect.op
908 | FE-72-116 | Feeder¦Khothon¦10kV Cubicle-16 Incoming Feeder 2 | FE701 | Feeder¦Substation¦10kV | 20.03.10 | Khothon SubS10kV SR | Elect.op
909 | BM-75-027 | WS-Breaker¦Хуурай салгуур РЛНД-10/400 KTPN-27 | BM704 | Breaker¦Хуурай салгуур | 10.05.06 | Tsetsii horoolol | Elect.op
910 | BM-75-028 | WS-Breaker¦Хуурай салгуур РЛНД-10/400 KTPN-28 | BM704 | Breaker¦Хуурай салгуур | 10.05.06 | Tsetsii horoolol | Elect.op
911 | BM-75-029 | WS-Breaker¦Хуурай салгуур РЛНД-10/400 KTPN-29 | BM704 | Breaker¦Хуурай салгуур | 10.05.06 | Tsetsii horoolol | Elect.op
912 | BM-75-030 | WS-Breaker¦Хуурай салгуур РЛНД-10/400 KTPN-30 | BM704 | Breaker¦Хуурай салгуур | 10.05.06 | Tsetsii horoolol | Elect.op
913 | BM-75-031 | ER(M)-Breaker¦Хуурай салгуур РЛНД-10/400 KTPN-31 | BM704 | Breaker¦Хуурай салгуур | 10.05.06 | Tsetsii horoolol | Elect.op
914 | BM-75-032 | ER(M)-Breaker¦Хуурай салгуур РЛНД-10/400 KTPN-32 | BM704 | Breaker¦Хуурай салгуур | 10.05.06 | Tsetsii horoolol | Elect.op
915 | BM-75-033 | ER(M)-Breaker¦Хуурай салгуур РЛНД-10/400 KTPN-33 | BM704 | Breaker¦Хуурай салгуур | 10.05.06 | Tsetsii horoolol | Elect.op
916 | BM-75-034 | ER(M)-Breaker¦Хуурай салгуур РЛНД-10/400 KTPN-34 | BM704 | Breaker¦Хуурай салгуур | 10.05.06 | Tsetsii horoolol | Elect.op
917 | BM-75-035 | TG-Breaker¦Хуурай салгуур РЛНД-10/400 KTPN-35 | BM704 | Breaker¦Хуурай салгуур | 10.05.06 | Tsetsii horoolol | Elect.op
918 | BM-75-036 | ER(M)-Breaker¦Хуурай салгуур РЛНД-10/400 KTPN-36 | BM704 | Breaker¦Хуурай салгуур | 10.05.06 | Tsetsii horoolol | Elect.op
919 | BM-75-037 | ER(M)-Breaker¦Хуурай салгуур РЛНД-10/400 KTPN-37 | BM704 | Breaker¦Хуурай салгуур | 10.05.06 | Tsetsii horoolol | Elect.op
920 | BM-75-038 | ER(M)-Breaker¦Хуурай салгуур РЛНД-10/400 KTPN-38 | BM704 | Breaker¦Хуурай салгуур | 10.05.06 | Tsetsii horoolol | Elect.op
921 | BM-75-039 | ER(M)-Breaker¦Хуурай салгуур РЛНД-10/400 KTPN-39 | BM704 | Breaker¦Хуурай салгуур | 10.05.06 | Tsetsii horoolol | Elect.op
922 | BM-75-040 | ER(M)-Breaker¦Хуурай салгуур РЛНД-10/400 KTPN-40 | BM704 | Breaker¦Хуурай салгуур | 10.05.06 | Tsetsii horoolol | Elect.op
923 | BM-75-041 | ER(M)-Breaker¦Хуурай салгуур РЛНД-10/400 KTPN-41 | BM704 | Breaker¦Хуурай салгуур | 10.05.06 | Tsetsii horoolol | Elect.op
924 | BM-75-044 | WS-Breaker¦Хуурай салгуур РЛНД-10/400 KTPN-44 | BM704 | Breaker¦Хуурай салгуур | 10.05.06 | Tsetsii horoolol | Elect.op
925 | BM-75-102 | ER(M)-Breaker¦Ачаалал таслагч ВНА-10/400 ХТП-1 1-р секц Гаргалгаа-1 | BM705 | Breaker¦Ачаалал таслагч | 10.05.06 | Tsetsii horoolol | Elect.op
926 | BM-75-100 | ER(M)-Breaker¦Ачаалал таслагч ВНА-10/400 ХТП-1 1-р секц Оролт-1 | BM705 | Breaker¦Ачаалал таслагч | 10.05.06 | Tsetsii horoolol | Elect.op
927 | BM-75-101 | ER(M)-Breaker¦Ачаалал таслагч ВНА-10/400 ХТП-1 1-р секц Тр-1 | BM705 | Breaker¦Ачаалал таслагч | 10.05.06 | Tsetsii horoolol | Elect.op
928 | BM-75-106 | ER(M)-Breaker¦Ачаалал таслагч ВНА-10/400 ХТП-1 2-р секц Гаргалгаа-2 | BM705 | Breaker¦Ачаалал таслагч | 10.05.06 | Tsetsii horoolol | Elect.op
929 | BM-75-104 | ER(M)-Breaker¦Ачаалал таслагч ВНА-10/400 ХТП-1 2-р секц Оролт-2 | BM705 | Breaker¦Ачаалал таслагч | 10.05.06 | Tsetsii horoolol | Elect.op
930 | BM-75-105 | ER(M)-Breaker¦Ачаалал таслагч ВНА-10/400 ХТП-1 2-р секц Тр-2 | BM705 | Breaker¦Ачаалал таслагч | 10.05.06 | Tsetsii horoolol | Elect.op
931 | BM-75-103 | ER(M)-Breaker¦Хуурай салгуур РВО-10\400 ХТП-1 1-р секц Шинийн салгуур-1 | BM704 | Breaker¦Хуурай салгуур | 10.05.06 | Tsetsii horoolol | Elect.op
932 | FE-72-117 | Feeder¦Khothon¦10kV Cubicle-17 Service Transformer 2 | FE701 | Feeder¦Substation¦10kV | 20.03.10 | Khothon SubS10kV SR | Elect.op
933 | FE-72-102 | Feeder¦Khothon¦10kV Cubicle-2 Incoming Feeder 1 | FE701 | Feeder¦Substation¦10kV | 20.03.10 | Khothon SubS10kV SR | Elect.op
934 | FE-72-103 | Feeder¦Khothon¦10kV Cubicle-3 Voltage Transformer 1 | FE701 | Feeder¦Substation¦10kV | 20.03.10 | Khothon SubS10kV SR | Elect.op
935 | FE-72-104 | Feeder¦Khothon¦10kV Cubicle-4 Tsetsii district 1 | FE701 | Feeder¦Substation¦10kV | 20.03.10 | Khothon SubS10kV SR | Elect.op
936 | FE-72-105 | Feeder¦Khothon¦10kV Cubicle-5 Sumiin Zuun | FE701 | Feeder¦Substation¦10kV | 20.03.10 | Khothon SubS10kV SR | Elect.op
937 | FE-72-106 | Feeder¦Khothon¦10kV Cubicle-6 Provision | FE701 | Feeder¦Substation¦10kV | 20.03.10 | Khothon SubS10kV SR | Elect.op
938 | FE-72-107 | Feeder¦Khothon¦10kV Cubicle-7 Provision | FE701 | Feeder¦Substation¦10kV | 20.03.10 | Khothon SubS10kV SR | Elect.op
939 | FE-72-108 | Feeder¦Khothon¦10kV Cubicle-8 Provision | FE701 | Feeder¦Substation¦10kV | 20.03.10 | Khothon SubS10kV SR | Elect.op
940 | FE-72-109 | Feeder¦Khothon¦10kV Cubicle-9 Bus Riser | FE701 | Feeder¦Substation¦10kV | 20.03.10 | Khothon SubS10kV SR | Elect.op
941 | FE-71-101 | Feeder¦UHG Substation¦10kV Cubicle-1 Incoming Feeder 1 | FE701 | Feeder¦Substation¦10kV | 20.03.10 | UHG SubSt10kV Switch | Elect.op
942 | FE-71-110 | Feeder¦UHG Substation¦10kV Cubicle-10 Provision | FE701 | Feeder¦Substation¦10kV | 20.03.10 | UHG SubSt10kV Switch | Elect.op
943 | FE-71-111 | Feeder¦UHG Substation¦10kV Cubicle-11 Bus Coupler | FE701 | Feeder¦Substation¦10kV | 20.03.10 | UHG SubSt10kV Switch | Elect.op
944 | FE-71-112 | Feeder¦UHG Substation¦10kV Cubicle-12 Catchment | FE701 | Feeder¦Substation¦10kV | 20.03.10 | UHG SubSt10kV Switch | Elect.op
945 | FE-71-113 | Feeder¦UHG Substation¦10kV Cubicle-13 Voltage Transfomer 2 | FE701 | Feeder¦Substation¦10kV | 20.03.10 | UHG SubSt10kV Switch | Elect.op
946 | FE-71-114 | Feeder¦UHG Substation¦10kV Cubicle-14 Camp | FE701 | Feeder¦Substation¦10kV | 20.03.10 | UHG SubSt10kV Switch | Elect.op
947 | FE-71-115 | Feeder¦UHG Substation¦10kV Cubicle-15 Service Transformer 2 | FE701 | Feeder¦Substation¦10kV | 20.03.10 | UHG SubSt10kV Switch | Elect.op
948 | FE-71-116 | Feeder¦UHG Substation¦10kV Cubicle-16-1¦Mining | FE701 | Feeder¦Substation¦10kV | 20.03.10 | UHG SubSt10kV Switch | Elect.op
949 | WP-63-003 | ER(M)-Water pump¦Tsetsii¦Hot water pump 3 | WP604 | Water pump¦Hot water pump | 10.10.17 | Tsetsii Boiler house | HSD
950 | WP-63-002 | ER(M)-Water pump¦Tsetsii¦Hot water pump 2 | WP604 | Water pump¦Hot water pump | 10.10.17 | Tsetsii Boiler house | HSD
951 | WP-62-200 | ER(M)-Water pump¦Mining¦Boiler main water pump 2 | WP601 | Water pump¦boiler main water pump | 10.10.17 | Mining Boiler House | HSD
952 | WP-62-100 | ER(M)-Water pump¦Mining¦Boiler main water pump 1 | WP601 | Water pump¦boiler main water pump | 10.10.17 | Mining Boiler House | HSD
953 | WP-63-100 | ER(M)-Water pump¦Tsetsii¦Boiler main water pump 1 | WP601 | Water pump¦boiler main water pump | 10.10.17 | Tsetsii Boiler house | HSD
954 | WP-63-001 | ER(M)-Water pump¦Tsetsii¦Hot water pump 1 | WP604 | Water pump¦Hot water pump | 10.10.17 | Tsetsii Boiler house | HSD
955 | WP-63-420 | ER(M)-Water pump¦Tsetsii¦Heating water pump 2 | WP603 | Water pump¦Heating water pump | 10.10.17 | Tsetsii Boiler house | HSD
956 | WP-63-430 | ER(M)-Water pump¦Tsetsii¦Heating water pump 3 | WP603 | Water pump¦Heating water pump | 10.10.17 | Tsetsii Boiler house | HSD
957 | WP-66-100 | ER(M)-Water pump¦ERT Camp¦Boiler main water pump 1 | WP601 | Water pump¦boiler main water pump | 10.10.17 | ERT Camp BoilerHouse | HSD
958 | WP-66-200 | ER(M)-Water pump¦ERT Camp¦Boiler main water pump 2 | WP601 | Water pump¦boiler main water pump | 10.10.17 | ERT Camp BoilerHouse | HSD
959 | SU-75-047 | TG-Substation¦KTPN-47 Transgovi work shop | SU704 | Power Substation¦10/0.4 kV¦ | 60.03.02 | TG New Work Shop | Elect.op
960 | SU-75-005 | ERT-Substation¦KTPN-5 CHPP labrotor | SU704 | Power Substation¦10/0.4 kV¦ | 60.03.02 | CHPP labrotor | Elect.op
961 | SU-75-006 | ERT-Substation¦KTPN-6 CHPP Hayagdal usguijuuleh | SU704 | Power Substation¦10/0.4 kV¦ | 60.03.02 | CHPP HayagUsguijuleh | Elect.op
962 | SU-75-007 | TG-Substation¦KTPN-7 Trangovi work shop | SU704 | Power Substation¦10/0.4 kV¦ | 60.03.02 | TG Work Shop | Elect.op
963 | SU-75-008 | ER(M)-Substation¦KTPN-8 urd post | SU704 | Power Substation¦10/0.4 kV¦ | 60.03.02 | Post | Elect.op
964 | SU-75-009 | WS-Substation¦KTPN-9 WS offise | SU704 | Power Substation¦10/0.4 kV¦ | 60.03.02 | Water supply office | Elect.op
965 | SU-71-001 | ER(M)-Substation¦UHG substation | SU701 | Substation¦110\35\10 kV 25000 kVA | 60.03.02 | UHG Men substation | Elect.op
966 | SU-75-001 | WS-Substation¦Uurhain tseverleh baiguulamj¦KTPN-1-босоо зураасаар тусгаарлана уу | SU704 | Power Substation¦10/0.4 kV¦ | 60.03.02 | Uurhain Tseverleh | Elect.op
967 | SU-73-001 | WS-Substation¦Water supply substation¦35/10 kV¦1x4000kVA | SU702 | Power Substation¦35/10 kV¦ | 60.03.02 | Water supply\Naimdai | Elect.op
968 | HE-72-201 | Switchgear¦Khothon¦DC panel Section 1 | HE702 | Switchgear¦DC panel | 30.06.05 | Khothon SubS10kV SR | Elect.op
969 | HE-72-202 | Switchgear¦Khothon¦DC panel Section 2 | HE702 | Switchgear¦DC panel | 30.06.05 | Khothon SubS10kV SR | Elect.op
970 | HE-72-101 | Switchgear¦Khothon¦Service panel Section 1 | HE701 | Switchgear¦service panel | 30.06.05 | Khothon SubS10kV SR | Elect.op
971 | HE-72-102 | Switchgear¦Khothon¦Service panel Section 2 | HE701 | Switchgear¦service panel | 30.06.05 | Khothon SubS10kV SR | Elect.op
972 | HE-72-401 | Switchgear¦Khothon¦Signal panel | HE704 | Switchgear¦Signal panel | 30.06.05 | Khothon SubS10kV SR | Elect.op
973 | HE-72-301 | Switchgear¦Khothon¦Transformer panel T1 | HE703 | Switchgear¦Transformer panel | 30.06.05 | Khothon SubS10kV SR | Elect.op
974 | HE-72-302 | Switchgear¦Khothon¦Transformer panel T2 | HE703 | Switchgear¦Transformer panel | 30.06.05 | Khothon SubS10kV SR | Elect.op
975 | HE-37-504 | Switchgear¦Coal handling system ¦panel 4 | HE305 | Switchgear¦motor control center5 | 30.05.15 | MotorControl Center5 | Elect.op
976 | HE-37-401 | Switchgear¦Chemical¦panel 1 | HE304 | Switchgear¦motor control center4 | 30.05.15 | MotorControl Center4 | Elect.op
977 | TF-75-026 | WS-Transformer¦Power transformer¦KTPN-26¦40kVA | TF703 | Transformer¦Power Transformer 10/04 kV | 30.05.09 | Water supply/Naimdai | Elect.op
978 | TF-75-001 | WS-Transformer¦Power transformer¦KTPN-1¦100kVA | TF703 | Transformer¦Power Transformer 10/04 kV | 30.05.09 | Uurhain Tseverleh | Elect.op
979 | BB-11-100 | Boiler¦Power Plant¦Boiler #1¦Зуух №1 | BB101 | Boiler¦HX-35/3.82-450 | 30.01.01 | Boiler house | Boiler.op
980 | BB-12-100 | Boiler¦Power Plant¦Boiler 2 | BB101 | Boiler¦HX-35/3.82-450 | 30.01.01 | Boiler house | Boiler.op
981 | BB-13-100 | Boiler¦Power Plant¦Boiler 3 | BB101 | Boiler¦HX-35/3.82-450 | 30.01.01 | Boiler house | Boiler.op
982 | TF-75-037 | ER(M)-Transformer¦Power transformer¦KTPN-37¦160kVA | TF703 | Transformer¦Power Transformer 10/04 kV | 30.05.09 | Mining shuuruuleh | Elect.op
983 | TF-75-003 | ER(M)-Transformer¦Power transformer¦KTPN-3¦400kVA | TF703 | Transformer¦Power Transformer 10/04 kV | 30.05.09 | Mining offise | Elect.op
984 | TF-75-044 | WS-Transformer¦Power transformer¦KTPN-44¦250kVA | TF703 | Transformer¦Power Transformer 10/04 kV | 30.05.09 | Public serves | Elect.op
985 | TF-75-013 | WS-Transformer¦Power transformer¦KTPN-13¦250kVA | TF703 | Transformer¦Power Transformer 10/04 kV | 30.05.09 | UndniiUsTsevershuleh | Elect.op
986 | TF-75-014 | ER(M)-Transformer¦Power transformer¦KTPN-14¦630kVA | TF703 | Transformer¦Power Transformer 10/04 kV | 30.05.09 | Gallerey camp | Elect.op
987 | TF-75-002 | ER(M)-Transformer¦Power transformer¦KTPN-2¦2500kVA | TF703 | Transformer¦Power Transformer 10/04 kV | 30.05.09 | Mining work shop | Elect.op
988 | TF-75-040 | ER(M)-Transformer¦Power transformer¦KTPN-40¦100kVA | TF703 | Transformer¦Power Transformer 10/04 kV | 30.05.09 | Mining shuuruuleh | Elect.op
989 | TF-75-023 | WS-Transformer¦Power transformer¦KTPN-23¦100kVA | TF703 | Transformer¦Power Transformer 10/04 kV | 30.05.09 | Water supply/Naimdai | Elect.op
990 | TF-75-005 | ERT-Transformer¦Power transformer¦KTPN-5¦100kVA | TF703 | Transformer¦Power Transformer 10/04 kV | 30.05.09 | CHPP labrotor | Elect.op
991 | TF-75-004 | ERT-Transformer¦Power transformer¦KTPN-4¦250kVA | TF703 | Transformer¦Power Transformer 10/04 kV | 30.05.09 | CHPP Galiin usan san | Elect.op
992 | TF-75-010 | WS-Transformer¦Power transformer¦KTPN-10¦25kVA | TF703 | Transformer¦Power Transformer 10/04 kV | 30.05.09 | Maiga uul usan san | Elect.op
993 | TF-75-009 | WS-Transformer¦Power transformer¦KTPN-9¦400kVA | TF703 | Transformer¦Power Transformer 10/04 kV | 30.05.09 | Water supply office | Elect.op
994 | AB-13-300 | Air heater¦Boiler 3¦Air heater 1 | AB101 | Air heater¦Boiler¦HX-35/3.82-450 | 80.01.25 | Boiler#3¦5m | Boiler.op
995 | AB-13-400 | Air heater¦Boiler 3¦Air heater 2 | AB101 | Air heater¦Boiler¦HX-35/3.82-450 | 80.01.25 | Boiler#3¦5m | Boiler.op
996 | AB-13-100 | Air heater¦Boiler 3¦Calorifer 1 | AB101 | Air heater¦Boiler¦HX-35/3.82-450 | 80.01.25 | Boiler#3¦6m | Boiler.op
997 | AB-13-200 | Air heater¦Boiler 3¦Calorifer 2 | AB101 | Air heater¦Boiler¦HX-35/3.82-450 | 80.01.25 | Boiler#3¦6m | Boiler.op
998 | FX-14-200 | Aspirator¦Belt Conveyor 3 | FX101 | Aspirator¦Coal handle system shop | 30.03.05 | Boiler house¦26m | Coal.handl
999 | FX-14-100 | Aspirator¦Hummer Crusher House | FX101 | Aspirator¦Coal handle system shop | 30.03.05 | HammerCrusherHouse5m | Coal.handl
1000 | BC-17-100 | Belt Conveyor¦Power Plant¦Bed Ash Conveyor | BC101 | Belt conveyor¦TD75 | 80.10.01 | Boiler house¦0m | Coal.handl
1001 | BC-17-200 | Belt Conveyor¦Power Plant¦FAPS Conveyor | BC101 | Belt conveyor¦TD75 | 80.10.01 | ID fan house¦Outside | Coal.handl
1002 | EB-23-120 | Heater¦Power Plant¦Main Oil Tank 3 | EB201 | Heater¦GYY4-380/8¦380V | 30.02.99 | Main oil tank 3 | Turbine.op
1003 | LP-21-300 | Lubricating Pump¦Main oil pump 3 | LP201 | Lubricating Pump¦Main oil pump¦2CQ-12.5/3.6 | 30.02.99 | Steam turbine 3 | Turbine.op
1004 | JA-21-300 | Steam turbine¦Steam turbine 3 | JA201 | Steam Turbine¦N6-3.43 | 30.02.01 | Power plant TurHouse | Turbine.op
1005 | TK-23-300 | Tank¦Main oil tank 3 | TK201 | Tank¦Main oil tank¦YG-0400-83 ZKB54036-89¦7.3 m3 | 30.02.99 | Oil supply system 3 | Turbine.op
1006 | CE-21-200 | Controller¦Power Plant¦Steam turbine 2¦Trip controller | CE201 | Controller¦Steam turbine trip controller¦SKZ-01-OM-10 | 30.02.07 | Steam turbine 2 | Turbine.op
1007 | KX-23-210 | Cooler¦Oil cooler 2-1 | KX201 | Cooler¦Oil cooler¦YL-25-10 | 30.02.25 | Oil supply system 2 | Turbine.op
1008 | KX-23-220 | Cooler¦Oil cooler 2-2 | KX201 | Cooler¦Oil cooler¦YL-25-10 | 30.02.25 | Oil supply system 2 | Turbine.op
1009 | FT-22-210 | Filter¦Steam turbine 2¦Governing oil filter 1¦ | FT201 | Filter¦Steam turbine¦Governing oil filter¦ | 30.02.99 | Steam turbine 2 | Turbine.op
1010 | FE-73-104 | WS-Feeder-5 ¦Orolt-1¦MILE MP 12/315/1250 | FE701 | Feeder¦Substation¦10kV | 20.03.10 | WS substation | Elect.op
1011 | FE-73-105 | WS-Feeder-6 ¦CXT¦MILE MP 12/315/1250 | FE701 | Feeder¦Substation¦10kV | 20.03.10 | WS substation | Elect.op
1012 | FE-73-106 | WS-Feeder-7 CXC¦MILE MP 12/315/1250 | FE701 | Feeder¦Substation¦10kV | 20.03.10 | WS substation | Elect.op
1013 | FE-73-107 | WS-Feeder-8 ¦Orolt-2¦MILE MP 12/315/1250 | FE701 | Feeder¦Substation¦10kV | 20.03.10 | WS substation | Elect.op
1014 | FE-73-108 | WS-Feeder-9 ¦Khudgiin-B¦MILE MP 12/20/630 | FE701 | Feeder¦Substation¦10kV | 20.03.10 | WS substation | Elect.op
1015 | FT-43-201 | Filter¦FAWS 1¦ 10m3/h | FT402 | Filter¦FAWS | 20.03.09 | Pure water | Water.trea
1016 | FT-43-202 | Filter¦FAWS 2¦ 10m3/h | FT402 | Filter¦FAWS | 20.03.09 | Pure water | Water.trea
1017 | FT-41-100 | Filter¦Watertreament Raw water MM Filter 1 | FT401 | Filter¦Multi medium filter | 20.03.09 | Raw water | Water.trea
1018 | HE-37-402 | Switchgear¦Chemical¦panel 2 | HE304 | Switchgear¦motor control center4 | 30.05.15 | MotorControl Center4 | Elect.op
1019 | HE-37-403 | Switchgear¦Chemical¦panel 3 | HE304 | Switchgear¦motor control center4 | 30.05.15 | MotorControl Center4 | Elect.op
1020 | HE-37-301 | Switchgear¦Power supply cabinet¦electrostatic precipitator 1 | HE303 | Switchgear¦motor control center3 | 30.05.15 | MotorControl Center3 | Elect.op
1021 | HE-37-302 | Switchgear¦Power supply cabinet¦electrostatic precipitator 2 | HE303 | Switchgear¦motor control center3 | 30.05.15 | MotorControl Center3 | Elect.op
1022 | HE-37-303 | Switchgear¦Power supply cabinet¦electrostatic precipitator 3 | HE303 | Switchgear¦motor control center3 | 30.05.15 | MotorControl Center3 | Elect.op
1023 | GE-76-051 | Generator¦Diesel generator¦Tsagaan Khad¦DG 5 | GE706 | Generator¦Diesel generator¦SC275AS | 30.05.24 | TsagaanKhad WorkShop | Elect.op
1024 | GE-76-044 | Generator¦Diesel generator¦Tsagaan Khad¦DG 4 | GE705 | Generator¦Diesel generator¦SC350AS | 30.05.24 | TsagaanKhad WorkShop | Elect.op
1025 | GE-76-043 | Generator¦Diesel generator¦Tsagaan Khad¦DG 3 | GE705 | Generator¦Diesel generator¦SC350AS | 30.05.24 | TsagaanKhad DieselSt | Elect.op
1026 | GE-76-042 | Generator¦Diesel generator¦Tsagaan Khad¦DG 2 | GE705 | Generator¦Diesel generator¦SC350AS | 30.05.24 | TsagaanKhad DieselSt | Elect.op
1027 | GE-76-041 | Generator¦Diesel generator¦Tsagaan Khad¦DG 1 | GE705 | Generator¦Diesel generator¦SC350AS | 30.05.24 | TsagaanKhad DieselSt | Elect.op
1028 | HE-37-275 | Switchgear¦excitation panel 2 | HE302 | Switchgear¦motor control center2 | 30.05.15 | MotorControl Center2 | Elect.op
1029 | HE-37-276 | Switchgear¦excitation panel 3 | HE302 | Switchgear¦motor control center2 | 30.05.15 | MotorControl Center2 | Elect.op
1030 | HE-37-274 | Switchgear¦excitation panel 1 | HE302 | Switchgear¦motor control center2 | 30.05.15 | MotorControl Center2 | Elect.op
1031 | GE-76-024 | Generator¦Diesel generator¦Gallery camp¦Emergency | GE702 | Generator¦Diesel generator¦C650D5A | 30.05.24 | GalleryDieselStation | Elect.op
1032 | GE-76-021 | Generator¦Diesel generator¦UHG substation¦DG 2-1 | GE702 | Generator¦Diesel generator¦C650D5A | 30.05.24 | UHG SubSt DieselSt-2 | Elect.op
1033 | GE-76-023 | Generator¦Diesel generator¦UHG substation¦DG 2-3 | GE702 | Generator¦Diesel generator¦C650D5A | 30.05.24 | UHG SubSt DieselSt-2 | Elect.op
1034 | GE-76-022 | Generator¦Diesel generator¦UHG substation¦DG 2-2 | GE702 | Generator¦Diesel generator¦C650D5A | 30.05.24 | UHG SubSt DieselSt-2 | Elect.op
1035 | GE-76-071 | Generator¦Diesel generator¦UHG substation¦Portable¦DG 2 | GE708 | Generator¦Diesel generator¦KD165 | 30.05.24 | Transportab.DieselSt | Elect.op
1036 | GE-76-081 | Generator¦Diesel generator¦Power plant¦Pump station | GE709 | Generator¦Diesel generator¦KD220 | 30.05.24 | Transportab.DieselSt | Elect.op
1037 | DA-76-071 | Engine¦UHG substation¦DG-1 | DA708 | Engine¦Diesel engine¦6068HF120 | 10.02.03 | Transportab.DieselSt | Elect.op
1038 | DA-76-081 | Engine¦UHG substation¦DG-2 | DA709 | Engine¦Diesel engine¦6068HF475 | 10.02.03 | Transportab.DieselSt | Elect.op
1039 | GE-76-031 | Generator¦Diesel generator¦Airport¦DG 1-1 | GE703 | Generator¦Diesel generator¦GEP100 | 30.05.24 | TTA Diesel station | Elect.op
1040 | HZ-64-000 | Boiler House¦Gallery Camp | HZ001 | Building - Boiler House | 60.04.02 | Gallery Boiler House | HSD
1041 | FP-23-200 | Centrifugal fan¦Oil Vapour Extraitor 2 | FP201 | Centrifugal fan¦Exhaust fan of oil tank¦AYF2-250-0.75 | 30.02.99 | Main oil tank 2 | Turbine.op
1042 | FP-23-300 | Centrifugal fan¦Oil Vapour Extraitor 3 | FP201 | Centrifugal fan¦Exhaust fan of oil tank¦AYF2-250-0.75 | 30.02.99 | Main oil tank 3 | Turbine.op
1043 | FP-23-100 | Centrifugal fan¦Oil Vapour Extraitor 1 | FP201 | Centrifugal fan¦Exhaust fan of oil tank¦AYF2-250-0.75 | 30.02.99 | Main oil tank 1 | Turbine.op
1044 | DA-76-024 | Engine¦UHG substation¦DG2-4 | DA702 | Engine¦Diesel engine¦KTA19 G8 | 10.02.03 | GalleryDieselStation | Elect.op
1045 | DA-76-023 | Engine¦UHG substation¦DG2-3 | DA702 | Engine¦Diesel engine¦KTA19 G8 | 10.02.03 | UHG SubSt DieselSt-2 | Elect.op
1046 | DA-76-021 | Engine¦UHG substation¦DG2-1 | DA702 | Engine¦Diesel engine¦KTA19 G8 | 10.02.03 | UHG SubSt DieselSt-2 | Elect.op
1047 | DA-76-022 | Engine¦UHG substation¦DG2-2 | DA702 | Engine¦Diesel engine¦KTA19 G8 | 10.02.03 | UHG SubSt DieselSt-2 | Elect.op
1048 | PP-24-330 | Pump¦Drain pump 3-1 | PP202 | Pump¦Drain pump¦GN7-22×2 | 30.02.13 | Annex 2 | Turbine.op
1049 | PP-24-230 | Pump¦Drain pump 2-1 | PP202 | Pump¦Drain pump¦GN7-22×2 | 30.02.13 | Annex 1 | Turbine.op
1050 | PP-24-340 | Pump¦Drain pump 3-2 | PP202 | Pump¦Drain pump¦GN7-22×2 | 30.02.13 | Annex 2 | Turbine.op
1051 | PP-24-240 | Pump¦Drain pump 2-2 | PP202 | Pump¦Drain pump¦GN7-22×2 | 30.02.13 | Annex 2 | Turbine.op
1052 | PP-24-310 | Pump¦Condensate pump 3-1 | PP201 | Pump¦Condensate pump¦3N6A×2 | 30.02.14 | Annex 2 | Turbine.op
1053 | PP-24-210 | Pump¦Condensate pump 2-1 | PP201 | Pump¦Condensate pump¦3N6A×2 | 30.02.14 | Annex 2 | Turbine.op
1054 | PP-24-320 | Pump¦Condensate pump 3-2 | PP201 | Pump¦Condensate pump¦3N6A×2 | 30.02.14 | Annex 2 | Turbine.op
1055 | PP-24-220 | Pump¦Condensate pump 2-2 | PP201 | Pump¦Condensate pump¦3N6A×2 | 30.02.14 | Annex 2 | Turbine.op
1056 | DA-76-031 | TTA-Engine¦TTA¦DG-1 | DA703 | Engine¦Diesel engine¦KTA19 G8 | 10.02.03 | TTA Diesel station | Elect.op
1057 | LB-11-100 | Burner¦Boiler 1¦burner 1 | LB101 | Burner¦Boiler¦HX-35/3.82-450 | 30.01.06 | Boiler#1¦4m | Boiler.op
1058 | LB-11-200 | Burner¦Boiler 1¦burner 2 | LB101 | Burner¦Boiler¦HX-35/3.82-450 | 30.01.06 | Boiler#1¦4m | Boiler.op
1059 | KL-11-200 | Steam pipe¦Boiler 1¦Steam heater 1 | KL101 | Steam Pipe/hose¦Boiler¦HX-35/3.82-450 | 30.04.01 | Boiler#1¦16m | Boiler.op
1060 | KL-11-300 | Steam pipe¦Boiler 1¦Steam heater 2 | KL101 | Steam Pipe/hose¦Boiler¦HX-35/3.82-450 | 30.04.01 | Boiler#1¦20m | Boiler.op
1061 | KL-11-100 | Steam pipe¦Boiler 1¦Steam pipe | KL101 | Steam Pipe/hose¦Boiler¦HX-35/3.82-450 | 30.04.01 | Boiler#1¦22m | Boiler.op
1062 | WL-11-200 | Water pipe¦Boiler 1¦Economaizer 1 | WL101 | Water pipe¦Feed water | 30.04.01 | Boiler#1¦10m | Boiler.op
1063 | WL-11-300 | Water pipe¦Boiler 1¦Economaizer 2 | WL101 | Water pipe¦Feed water | 30.04.01 | Boiler#1¦10m | Boiler.op
1064 | WL-11-100 | Water pipe¦Boiler 1¦Feed water | WL101 | Water pipe¦Feed water | 30.04.01 | Boiler#1¦BoilerH 6m | Boiler.op
1065 | LB-12-100 | Burner¦Boiler 2¦burner 1 | LB101 | Burner¦Boiler¦HX-35/3.82-450 | 30.01.06 | Boiler#2¦4m | Boiler.op
1066 | LB-12-200 | Burner¦Boiler 2¦burner 2 | LB101 | Burner¦Boiler¦HX-35/3.82-450 | 30.01.06 | Boiler#2¦4m | Boiler.op
1067 | KL-12-200 | Steam pipe¦Boiler 2¦Steam heater 1 | KL101 | Steam Pipe/hose¦Boiler¦HX-35/3.82-450 | 30.04.01 | Boiler#2¦16m | Boiler.op
1068 | KL-12-300 | Steam pipe¦Boiler 2¦Steam heater 2 | KL101 | Steam Pipe/hose¦Boiler¦HX-35/3.82-450 | 30.04.01 | Boiler#2¦20m | Boiler.op
1069 | KL-12-100 | Steam pipe¦Boiler 2¦Steam pipe | KL101 | Steam Pipe/hose¦Boiler¦HX-35/3.82-450 | 30.04.01 | Boiler#2¦22m | Boiler.op
1070 | WL-12-200 | Water pipe¦Boiler 2¦Economaizer 1 | WL101 | Water pipe¦Feed water | 30.04.01 | Boiler#2¦10m | Boiler.op
1071 | WL-12-300 | Water pipe¦Boiler 2¦Economaizer 2 | WL101 | Water pipe¦Feed water | 30.04.01 | Boiler#2¦10m | Boiler.op
1072 | WL-12-100 | Water pipe¦Boiler 2¦Feed water | WL101 | Water pipe¦Feed water | 30.04.01 | Boiler#2¦BoilerH 6m | Boiler.op
1073 | LB-13-100 | Burner¦Boiler 3¦burner1 | LB101 | Burner¦Boiler¦HX-35/3.82-450 | 30.01.06 | Boiler#3¦4m | Boiler.op
1074 | LB-13-200 | Burner¦Boiler 3¦burner2 | LB101 | Burner¦Boiler¦HX-35/3.82-450 | 30.01.06 | Boiler#3¦4m | Boiler.op
1075 | KL-13-200 | Steam pipe¦Boiler 3¦Steam heater 1 | KL101 | Steam Pipe/hose¦Boiler¦HX-35/3.82-450 | 30.04.01 | Boiler#3¦16m | Boiler.op
1076 | KL-13-300 | Steam pipe¦Boiler 3¦Steam heater 2 | KL101 | Steam Pipe/hose¦Boiler¦HX-35/3.82-450 | 30.04.01 | Boiler#3¦20m | Boiler.op
1077 | KL-13-100 | Steam pipe¦Boiler 3¦Steam pipe | KL101 | Steam Pipe/hose¦Boiler¦HX-35/3.82-450 | 30.04.01 | Boiler#3¦22m | Boiler.op
1078 | WL-13-200 | Water pipe¦Boiler 3¦Economaizer 1 | WL101 | Water pipe¦Feed water | 30.04.01 | Boiler#3¦10m | Boiler.op
1079 | WL-13-300 | Water pipe¦Boiler 3¦Economaizer 2 | WL101 | Water pipe¦Feed water | 30.04.01 | Boiler#3¦10m | Boiler.op
1080 | WL-13-100 | Water pipe¦Boiler 3¦Feed water | WL101 | Water pipe¦Feed water | 30.04.01 | Boiler#3¦BoilerH 6m | Boiler.op
1081 | TK-42-000 | Tank¦Watertreament RO Antisludging Agent tank | TK403 | Tank¦Dosing tank | 40.03.04 | Reversed osmos | Water.trea
1082 | TK-42-300 | Tank¦WatertreatmentRO Cleaning | TK403 | Tank¦Dosing tank | 40.03.04 | Reverse osmos | Water.trea
1083 | DP-44-110 | Dosing Pump¦Watertreament Dosing system Ammoniating-1 | DP401 | Dosing Pump¦Water treatment | 20.03.31 | ChemicalDosingDevice | Water.trea
1084 | DP-44-120 | Dosing Pump¦Watertreament Dosing system Ammoniating-2 | DP401 | Dosing Pump¦Water treatment | 20.03.31 | ChemicalDosingDevice | Water.trea
1085 | GE-76-091 | Generator¦Diesel generator¦Tsetsii¦Emergency | GE710 | Generator¦Diesel generator¦GEP275 | 30.05.24 | BoiPla-Tsetsii DieSt | Elect.op
1086 | TK-44-100 | Tank¦Watertreament Ammoniating tank | TK403 | Tank¦Dosing tank | 40.03.04 | ChemicalDosingDevice | Water.trea
1087 | DP-45-010 | Dosing Pump¦Watertreament Dosing system Phosphate-1¦ | DP401 | Dosing Pump¦Water treatment | 20.03.31 | ChemicalDosingDevice | Water.trea
1088 | DP-45-020 | Dosing Pump¦Watertreament Dosing system Phosphate-2¦ | DP401 | Dosing Pump¦Water treatment | 20.03.31 | ChemicalDosingDevice | Water.trea
1089 | DP-45-030 | Dosing Pump¦Watertreament Dosing system Phosphate-3¦ | DP401 | Dosing Pump¦Water treatment | 20.03.31 | ChemicalDosingDevice | Water.trea
1090 | TK-45-100 | Tank¦Dosing system Phosphate tank 1 | TK403 | Tank¦Dosing tank | 40.03.04 | ChemicalDosingDevice | Water.trea
1091 | TK-45-200 | Tank¦Dosing system Phosphate tank 2 | TK403 | Tank¦Dosing tank | 40.03.04 | ChemicalDosingDevice | Water.trea
1092 | DP-46-100 | Dosing Pump¦Watertreament Dosing system cooling tower Antisludging Agent-1 | DP401 | Dosing Pump¦Water treatment | 20.03.31 | ChemicalDosingDevice | Water.trea
1093 | DP-46-200 | Dosing Pump¦Watertreament Dosing system cooling tower Antisludging Agent-2 | DP401 | Dosing Pump¦Water treatment | 20.03.31 | ChemicalDosingDevice | Water.trea
1094 | TK-46-000 | Tank¦Dosing system cooling tower Antisludging Agent tank | TK403 | Tank¦Dosing tank | 40.03.04 | ChemicalDosingDevice | Water.trea
1095 | BM-75-008 | ER(M)-Breaker¦Хуурай салгуур РЛНД-10/400 KTPN-8 | BM704 | Breaker¦Хуурай салгуур | 10.05.06 | Tsetsii horoolol | Elect.op
1096 | BM-75-009 | WS-Breaker¦Ачаалал таслагч ВНА-10/400 KTPN-9 | BM705 | Breaker¦Ачаалал таслагч | 10.05.06 | Water supply office | Elect.op
1097 | BM-75-012 | ER(M)-Breaker¦Хуурай салгуур РЛНД-10/400 KTPN-12 | BM704 | Breaker¦Хуурай салгуур | 10.05.06 | Tsetsii horoolol | Elect.op
1098 | BM-75-013 | WS-Breaker¦Хуурай салгуур РЛНД-10/400 KTPN-13 | BM704 | Breaker¦Хуурай салгуур | 10.05.06 | Tsetsii horoolol | Elect.op
1099 | BM-75-014 | ER(M)-Breaker¦Ачаалал таслагч ВНА-10/400 KTPN-14 | BM705 | Breaker¦Ачаалал таслагч | 10.05.06 | Gallerey camp | Elect.op
1100 | BM-75-015 | ER(M)-Breaker¦Ачаалал таслагч ВНА-10/400 KTPN-15 | BM705 | Breaker¦Ачаалал таслагч | 10.05.06 | Gallerey camp | Elect.op
1101 | BM-75-016 | ER(M)-Breaker¦Ачаалал таслагч ВНА-10/400 KTPN-16 | BM705 | Breaker¦Ачаалал таслагч | 10.05.06 | Ware house | Elect.op
1102 | BM-75-017 | WS-Breaker¦Хуурай салгуур РЛНД-10/400 KTPN-17 | BM704 | Breaker¦Хуурай салгуур | 10.05.06 | Tsetsii horoolol | Elect.op
1103 | BM-75-018 | WS-Breaker¦Хуурай салгуур РЛНД-10/400 KTPN-18 | BM704 | Breaker¦Хуурай салгуур | 10.05.06 | Tsetsii horoolol | Elect.op
1104 | DA-76-051 | Engine¦Tsagaan khad¦DG-5 | DA706 | Engine¦Diesel engine¦DC9 65A-2 | 10.02.03 | TsagaanKhad WorkShop | Elect.op
1105 | DA-76-044 | Engine¦Tsagaan khad¦DG-4 | DA705 | Engine¦Diesel engine¦DC9 65A-1 | 10.02.03 | TsagaanKhad WorkShop | Elect.op
1106 | DA-76-042 | TG-Engine¦Tsagaan khad¦DG-2 | DA705 | Engine¦Diesel engine¦DC9 65A-1 | 10.02.03 | TsagaanKhad DieselSt | Elect.op
1107 | DA-76-043 | TG-Engine¦Tsagaan khad¦DG-3 | DA705 | Engine¦Diesel engine¦DC9 65A-1 | 10.02.03 | TsagaanKhad DieselSt | Elect.op
1108 | DA-76-041 | TG-Engine¦Tsagaan khad¦DG-1 | DA705 | Engine¦Diesel engine¦DC9 65A-1 | 10.02.03 | TsagaanKhad DieselSt | Elect.op
1109 | BM-75-019 | WS-Breaker¦Хуурай салгуур РЛНД-10/400 KTPN-19 | BM704 | Breaker¦Хуурай салгуур | 10.05.06 | Tsetsii horoolol | Elect.op
1110 | BM-75-020 | WS-Breaker¦Хуурай салгуур РЛНД-10/400 KTPN-20 | BM704 | Breaker¦Хуурай салгуур | 10.05.06 | Tsetsii horoolol | Elect.op
1111 | BM-75-021 | WS-Breaker¦Хуурай салгуур РЛНД-10/400 KTPN-21 | BM704 | Breaker¦Хуурай салгуур | 10.05.06 | Tsetsii horoolol | Elect.op
1112 | BM-75-022 | WS-Breaker¦Хуурай салгуур РЛНД-10/400 KTPN-22 | BM704 | Breaker¦Хуурай салгуур | 10.05.06 | Tsetsii horoolol | Elect.op
1113 | BM-75-023 | WS-Breaker¦Хуурай салгуур РЛНД-10/400 KTPN-23 | BM704 | Breaker¦Хуурай салгуур | 10.05.06 | Tsetsii horoolol | Elect.op
1114 | BM-75-024 | WS-Breaker¦Хуурай салгуур РЛНД-10/400 KTPN-24 | BM704 | Breaker¦Хуурай салгуур | 10.05.06 | Tsetsii horoolol | Elect.op
1115 | BM-75-025 | WS-Breaker¦Хуурай салгуур РЛНД-10/400 KTPN-25 | BM704 | Breaker¦Хуурай салгуур | 10.05.06 | Tsetsii horoolol | Elect.op
1116 | DA-76-101 | Engine¦UHG substation¦DG-3 | DA711 | Engine¦Diesel engine¦BF4M1013EC | 10.02.03 | Transportab.DieselSt | Elect.op
1117 | DA-76-062 | TG-Engine¦UHG substation¦DG-5 | DA707 | Engine¦Diesel engine¦TAD1641GE | 10.02.03 | Transportab.DieselSt | Elect.op
1118 | DA-76-061 | Engine¦CHPP¦DG-1 | DA707 | Engine¦Diesel engine¦TAD1641GE | 10.02.03 | BoiPlace-CHPP DieSt | Elect.op
1119 | HZ-61-000 | Boiler House¦ERT | HZ001 | Building - Boiler House | 60.04.02 | ERT Boiler House | HSD
1120 | HZ-66-000 | Boiler House¦ERT Camp | HZ001 | Building - Boiler House | 60.04.02 | ERT Camp BoilerHouse | HSD
1121 | BM-75-047 | TG-Breaker¦Ачаалал таслагч РЛНД-10/400 KTPN-47 | BM705 | Breaker¦Ачаалал таслагч | 10.05.06 | Tsetsii horoolol | Elect.op
1122 | CE-21-300 | Controller¦Power Plant¦Steam turbine 3¦Trip controller | CE201 | Controller¦Steam turbine trip controller¦SKZ-01-OM-10 | 30.02.07 | Steam turbine 3 | Turbine.op
1123 | KX-23-310 | Cooler¦Oil cooler 3-1 | KX201 | Cooler¦Oil cooler¦YL-25-10 | 30.02.25 | Oil supply system 3 | Turbine.op
1124 | KX-23-320 | Cooler¦Oil cooler 3-2 | KX201 | Cooler¦Oil cooler¦YL-25-10 | 30.02.25 | Oil supply system 3 | Turbine.op
1125 | FT-22-310 | Filter¦Steam turbine 3¦Governing oil filter 1¦ | FT201 | Filter¦Steam turbine¦Governing oil filter¦ | 30.02.99 | Steam turbine 3 | Turbine.op
1126 | FT-22-320 | Filter¦Steam turbine 3¦Governing oil filter 2¦ | FT201 | Filter¦Steam turbine¦Governing oil filter¦ | 30.02.99 | Steam turbine 3 | Turbine.op
1127 | FT-23-310 | Filter¦Steam turbine 3¦Lubricating oil filter 1 | FT202 | Filter¦Steam turbine¦Lubricating oil filter¦LY-38/25W-32 | 30.02.99 | Oil supply system 3 | Turbine.op
1128 | FT-23-320 | Filter¦Steam turbine 3¦Lubricating oil filter 2 | FT202 | Filter¦Steam turbine¦Lubricating oil filter¦LY-38/25W-32 | 30.02.99 | Oil supply system 3 | Turbine.op
1129 | TX-24-230 | Hot-water Tank¦Drain pot 3 | TX202 | Hot-water Tank¦Drain pot¦JY-0450-10 | 30.02.10 | Power plant TurHouse | Turbine.op
1130 | TX-24-120 | Hot-water Tank¦Hot well 3 | TX201 | Hot-water Tank¦Hot well¦RJ-0140-22 | 30.02.10 | Annex 2 | Turbine.op
1131 | TK-43-100 | Tank¦Watertreatment FAWS tank 1 | TK403 | Tank¦Dosing tank | 40.03.04 | Pure water | Water.trea
1132 | TK-43-200 | Tank¦Watertreatment FAWS tank 2 | TK403 | Tank¦Dosing tank | 40.03.04 | Pure water | Water.trea
1133 | KL-27-200 | Steam Pipe/hose¦PRDS 1 (Pressure Reducing and Desuperheating Station) | KL202 | Steam Pipe/hose¦ (Pressure Reducing and Desuperheating Station)¦PRDS 4.0/0.3 Mpa | 30.02.11 | Power plant TurHouse | Turbine.op
1134 | KL-27-300 | Steam Pipe/hose¦PRDS 2(Pressure Reducing and Desuperheating Station) | KL202 | Steam Pipe/hose¦ (Pressure Reducing and Desuperheating Station)¦PRDS 4.0/0.3 Mpa | 30.02.11 | Power plant TurHouse | Turbine.op
1135 | KL-27-400 | Steam Pipe/hose¦PRDS 3(Pressure Reducing and Desuperheating Station) | KL203 | Steam Pipe/hose¦(Pressure Reducing and Desuperheating Station)¦PRDS 0.3/0.09 Mpa | 30.02.11 | Power plant TurHouse | Turbine.op
1136 | BM-75-001 | WS-Breaker¦Хуурай салгуур РЛНД-10/400 KTPN-1 | BM704 | Breaker¦Хуурай салгуур | 10.05.06 | Tsetsii horoolol | Elect.op
1137 | BM-75-002 | ER(M)-Breaker¦Ачаалал таслагч ВНА -10/400 KTPN-2 | BM705 | Breaker¦Ачаалал таслагч | 10.05.06 | Mining work shop | Elect.op
1138 | BM-75-003 | ER(M)-Breaker¦Хуурай салгуур РЛНД-10/400 KTPN-3 | BM704 | Breaker¦Хуурай салгуур | 10.05.06 | Tsetsii horoolol | Elect.op
1139 | BM-75-004 | ERT-Breaker¦Хуурай салгуур РЛНД-10/400 KTPN-4 | BM704 | Breaker¦Хуурай салгуур | 10.05.06 | Tsetsii horoolol | Elect.op
1140 | BM-75-005 | ERT-Breaker¦Хуурай салгуур РЛНД-10/400 KTPN-5 | BM704 | Breaker¦Хуурай салгуур | 10.05.06 | Tsetsii horoolol | Elect.op
1141 | BM-75-007 | TG-Breaker¦Хуурай салгуур РЛНД-10/400 KTPN-7 | BM704 | Breaker¦Хуурай салгуур | 10.05.06 | Tsetsii horoolol | Elect.op
1142 | FT-22-220 | Filter¦Steam turbine 2¦Governing oil filter 2¦ | FT201 | Filter¦Steam turbine¦Governing oil filter¦ | 30.02.99 | Steam turbine 2 | Turbine.op
1143 | FT-23-210 | Filter¦Steam turbine 2¦Lubricating oil filter 1 | FT202 | Filter¦Steam turbine¦Lubricating oil filter¦LY-38/25W-32 | 30.02.99 | Oil supply system 2 | Turbine.op
1144 | FT-23-220 | Filter¦Steam turbine 2¦Lubricating oil filter 2 | FT202 | Filter¦Steam turbine¦Lubricating oil filter¦LY-38/25W-32 | 30.02.99 | Oil supply system 2 | Turbine.op
1145 | TX-24-220 | Hot-water Tank¦Drain pot 2 | TX202 | Hot-water Tank¦Drain pot¦JY-0450-10 | 30.02.10 | Power plant TurHouse | Turbine.op
1146 | TX-24-110 | Hot-water Tank¦Hot well 2 | TX201 | Hot-water Tank¦Hot well¦RJ-0140-22 | 30.02.10 | Annex 2 | Turbine.op
1147 | CE-21-100 | Controller¦Power Plant¦Steam turbine 1¦Trip controller | CE201 | Controller¦Steam turbine trip controller¦SKZ-01-OM-10 | 30.02.07 | Steam turbine 1 | Turbine.op
1148 | KX-23-110 | Cooler¦Oil cooler 1-1 | KX201 | Cooler¦Oil cooler¦YL-25-10 | 30.02.25 | Oil supply system 1 | Turbine.op
1149 | KX-23-120 | Cooler¦Oil cooler 1-2 | KX201 | Cooler¦Oil cooler¦YL-25-10 | 30.02.25 | Oil supply system 1 | Turbine.op
1150 | FT-22-110 | Filter¦Steam turbine 1¦Governing oil filter 1¦ | FT201 | Filter¦Steam turbine¦Governing oil filter¦ | 30.02.99 | Steam turbine 1 | Turbine.op
1151 | FT-22-120 | Filter¦Steam turbine 1¦Governing oil filter 2¦ | FT201 | Filter¦Steam turbine¦Governing oil filter¦ | 30.02.99 | Steam turbine 1 | Turbine.op
1152 | FT-23-110 | Filter¦Steam turbine 1¦Lubricating oil filter 1 | FT202 | Filter¦Steam turbine¦Lubricating oil filter¦LY-38/25W-32 | 30.02.99 | Oil supply system 1 | Turbine.op
1153 | FT-23-120 | Filter¦Steam turbine 1¦Lubricating oil filter 2 | FT202 | Filter¦Steam turbine¦Lubricating oil filter¦LY-38/25W-32 | 30.02.99 | Oil supply system 1 | Turbine.op
1154 | TX-24-210 | Hot-water Tank¦Drain pot 1 | TX202 | Hot-water Tank¦Drain pot¦JY-0450-10 | 30.02.10 | Power plant TurHouse | Turbine.op
1155 | TX-24-100 | Hot-water Tank¦Hot well 1 | TX201 | Hot-water Tank¦Hot well¦RJ-0140-22 | 30.02.10 | Annex 1 | Turbine.op
1156 | CN-56-010 | Crane/Hoist¦Workshop | CN501 | Crane/Hoist¦Electrical Bridge Crane¦CD15 | 50.01.07 | workshop | Main.cent
1157 | TF-75-049 | WS-Transformer¦Power transformer¦KTPN-49¦250kVA | TF703 | Transformer¦Power Transformer 10/04 kV | 30.05.09 | Sumiin Tseverleh | Elect.op
1158 | SU-73-101 | Substation/ Switchroom/ Switchyard¦Switchroom 10kV | SU705 | Substation/ Switchroom/ Switchyard¦Switchroom 10kV | 60.03.02 | WS Substation | Elect.op
1159 | SU-73-361 | Substation/ Switchroom/ Switchyard¦Switchyard 35kV | SU706 | Substation/ Switchroom/ Switchyard¦Switchyard 35kV | 60.03.02 | WS Substation | Elect.op
1160 | SU-75-049 | WS-Substation¦KTPN-49 Sumiin tseverleh baiguulamj | SU704 | Power Substation¦10/0.4 kV¦ | 60.03.02 | Sumiin Tseverleh | Elect.op
1161 | DA-76-091 | Engine¦Boiler place of Tsetsii district¦DG-1 | DA710 | Engine¦Diesel engine¦GCB330A | 10.02.03 | BoiPla-Tsetsii DieSt | Elect.op
1162 | TF-71-001 | Transformer¦Power transformer¦S9-M30/10 ДХТ-1 | TF703 | Transformer¦Power Transformer 10/04 kV | 30.05.09 | WS Substation | Elect.op
1163 | TF-73-001 | Transformer¦Power transformer¦S9-M30/10 ДХТ-1 УС ХАНГАМЖ | TF703 | Transformer¦Power Transformer 10/04 kV | 30.05.09 | WS Substation | Elect.op
1164 | TF-71-002 | Transformer¦Power transformer¦S9-M30/10 ДХТ-2 | TF703 | Transformer¦Power Transformer 10/04 kV | 30.05.09 | WS Substation | Elect.op
1165 | TF-73-002 | Transformer¦Power transformer¦S9-M30/10 ДХТ-2 УС ХАНГАМЖ | TF703 | Transformer¦Power Transformer 10/04 kV | 30.05.09 | WS Substation | Elect.op
1166 | BM-75-049 | WS-Breaker¦Хуурай салгуур РЛНД-10/400 KTPN-49 | BM704 | Breaker¦Хуурай салгуур | 10.05.06 | Tsetsii horoolol | Elect.op
1167 | LF-23-500 | Filter Press¦Oil paper filter¦ | LF201 | Filter Press¦Oil paper filter¦PF-30 | 30.02.99 | Power plant TurHouse | Turbine.op
1168 | BZ-50-100 | Building-General¦Power Plant¦Pump station | BZ102 | Building - Auxiliary | 60.01.04 | Power plant | Main.cent
1169 | BZ-21-200 | Building-General¦Power Plant¦Annex 2 | BZ102 | Building - Auxiliary | 60.01.04 | Annex 2 | Turbine.op
1170 | BZ-14-200 | Building-General¦Power Plant¦Belt Conveyor 2 house | BZ102 | Building - Auxiliary | 60.01.04 | Power plant | Coal.handl
1171 | ZV-01-001 | Other equipment¦Automobile¦MCSI | ZV001 | Other equipment¦Automobile¦MCSI | 00.00.00 | Power plant | Oper.dept
1172 | WL-42-100 | Water Pipe¦Pure water | WL401 | Water Pipe¦Water treatment | 40.03.01 | Pure water | Water.trea
1173 | TE-65-100 | TTA-controlbox¦TT airport¦boiler house main controlbox | TE601 | controlbox¦boiler house main controlbox | 30.05.12 | TT Airport | HSD
1174 | TK-48-100 | Tank¦Waste water | TK408 | Tank¦Waste water | 00.00.00 | Power plant | Water.trea
1175 | WL-43-100 | Water Pipe¦Dosing device | WL401 | Water Pipe¦Water treatment | 40.03.01 | Power plant | Water.trea
1176 | BZ-21-100 | Building-General¦Power Plant¦Annex 1 | BZ102 | Building - Auxiliary | 60.01.04 | Annex 1 | Turbine.op
1177 | BZ-14-100 | Building-General¦Power Plant¦Belt Conveyor 1 house | BZ102 | Building - Auxiliary | 60.01.04 | Power plant | Coal.handl
1178 | WL-41-100 | Water Pipe¦Raw water | WL401 | Water Pipe¦Water treatment | 40.03.01 | Raw water | Water.trea
1179 | BZ-41-000 | Building-general¦Watertreament | BZ102 | Building - Auxiliary | 60.01.04 | Power plant | Water.trea

## Дутуу Father Asset
№ | Asset Description (шинэ нэр) | Asset Group | Process Area | Алба нэгж | Тайлбар
1
2
3
4
5
6
7
8
9
10
11
12
13
14
15
16
17
18
19
20
21
22
23
24
25
26
27
28
29
30
31
32
33
34
35
36
37
38
39
40
41
42
43
44
45
46
47
48
49
50
51
52
53
54
55
56
57
58
59
60

## Child Asset задаргаа
№ | Father Asset Number | Father Asset Description | Алба нэгж | Child Asset нэр | Тоо ширхэг | Чухал түвшин (Өндөр/Дунд/Бага) | Manufacturer | Model | Serial Number | Тайлбар
1
2
3
4
5
6
7
8
9
10
11
12
13
14
15
16
17
18
19
20
21
22
23
24
25
26
27
28
29
30
31
32
33
34
35
36
37
38
39
40
41
42
43
44
45
46
47
48
49
50
51
52
53
54
55
56
57
58
59
60
61
62
63
64
65
66
67
68
69
70
71
72
73
74
75
76
77
78
79
80
81
82
83
84
85
86
87
88
89
90
91
92
93
94
95
96
97
98
99
100
101
102
103
104
105
106
107
108
109
110
111
112
113
114
115
116
117
118
119
120
121
122
123
124
125
126
127
128
129
130
131
132
133
134
135
136
137
138
139
140
141
142
143
144
145
146
147
148
149
150